## Sheet1
| GSA name | delta | delta_conf | S1 | S1_conf | names | amount | formula | from location | from name | index | input | loc | maximum | minimum | original_amount | output | scale | shape | to location | to name | type | uncertainty type
0 | T: FROM aggmarket for copper, cathode [GLO] TO aggLand cable, oil insulated, copper, HVDC () [GLO] | 0.061445 | 0.0060838 | 0.0013354 | 0.0020334 | T: FROM aggmarket for copper, cathode [GLO] TO aggLand cable, oil insulated, copper, HVDC () [GLO] | 14700 |  | GLO | aggmarket for copper, cathode | (253, 760) | ('agg_ei310_SSP2_PkBudg1000_2025', '5eaf32d6305a47ee8356d8d40e980c0a') | 14700 | 15034.0909 | 14365.9091 |  | ('agg_grid_components_PkBudg1000_2025', '4aa279bf2f2a4e7c9e58698ec78521e0') |  |  | GLO | aggLand cable, oil insulated, copper, HVDC | technosphere | 5
1 | T: FROM aggmarket for copper, cathode [GLO] TO aggLand cable, oil insulated, copper, HVDC () [GLO] | 0.061445 | 0.0060838 | 0.0013354 | 0.0020334 | T: FROM aggmarket for copper, cathode [GLO] TO aggLand cable, oil insulated, copper, HVDC () [GLO] | 14700 |  | GLO | aggmarket for copper, cathode | (292, 788) | ('agg_ei310_SSP2_PkBudg1000_2030', '3c8b6f08f7f2447da371ca5e4c91caf7') | 14700 | 15167.7273 | 14232.2727 |  | ('agg_grid_components_PkBudg1000_2030', '4d97b68daea642f0b43ab0385b298e37') |  |  | GLO | aggLand cable, oil insulated, copper, HVDC | technosphere | 5
2 | B: Carbon dioxide, fossil // aggmarket for polyethylene, low density, granulate () [GLO] | 0.058322 | 0.0057117 | 0.0033309 | 0.0023043 | B: Carbon dioxide, fossil // aggmarket for polyethylene, low density, granulate () [GLO] | 2.6235 |  |  | Carbon dioxide, fossil | (0, 271) | ('ecoinvent-3.10.1-biosphere', '349b29d1-3e58-4c66-98b9-9d1a076efd2e') | 2.6235 | 2.8798 | 2.3671 |  | ('agg_ei310_SSP2_PkBudg1000_2025', '4a80a492698a4c238877db4ba09099cf') |  |  | GLO | aggmarket for polyethylene, low density, granulate | biosphere | 5
3 | B: Carbon dioxide, fossil // aggmarket for polyethylene, low density, granulate () [GLO] | 0.058322 | 0.0057117 | 0.0033309 | 0.0023043 | B: Carbon dioxide, fossil // aggmarket for polyethylene, low density, granulate () [GLO] | 2.3198 |  |  | Carbon dioxide, fossil | (0, 310) | ('ecoinvent-3.10.1-biosphere', '349b29d1-3e58-4c66-98b9-9d1a076efd2e') | 2.3198 | 2.6256 | 2.014 |  | ('agg_ei310_SSP2_PkBudg1000_2030', 'f777167600074869b6f9ddd035a4b8bb') |  |  | GLO | aggmarket for polyethylene, low density, granulate | biosphere | 5
4 | T: FROM aggOverhead line, 400kV [GLO] TO agggrid_PkBudg1000_2025 () [GLO] | 0.057996 | 0.0064083 | 0.0015139 | 0.0021344 | T: FROM aggOverhead line, 400kV [GLO] TO agggrid_PkBudg1000_2025 () [GLO] | 1689 | share_oh_ehv_ac_2023 * 1689.0 | GLO | aggOverhead line, 400kV | (742, 974) | ('agg_grid_components_PkBudg1000_2023', '7683ca3ca7fa4049a42f539736607d1f') | 1689 | 1796.4818 | 1581.5182 | 1689 | ('agg_grid_expansion_prospective', 'd728be03c16a4a5ebff6d18d415056e0') |  |  | GLO | agggrid_PkBudg1000_2025 | technosphere | 5
5 | T: FROM aggLand cable, oil insulated, copper, HVDC [GLO] TO agggrid_PkBudg1000_2037 () [GLO] | 0.054641 | 0.0052852 | 0.005353 | 0.0021326 | T: FROM aggLand cable, oil insulated, copper, HVDC [GLO] TO agggrid_PkBudg1000_2037 () [GLO] | 2373.9143 | (1 - share_oh_ehv_dc_2035) * 2498.857142857142 | GLO | aggLand cable, oil insulated, copper, HVDC | (797, 973) | ('agg_grid_components_PkBudg1000_2035', 'cfd414c46ac84de5a254ca039359bb0d') | 2373.9143 | 2719.2109 | 2028.6177 | 2373.9143 | ('agg_grid_expansion_prospective', '9f4cdb0668764da6a3fcd35c8260e97b') |  |  | GLO | agggrid_PkBudg1000_2037 | technosphere | 5
6 | B: Carbon dioxide, fossil // aggmarket for aluminium, wrought alloy () [GLO] | 0.052634 | 0.0051119 | 0.0017603 | 0.0018521 | B: Carbon dioxide, fossil // aggmarket for aluminium, wrought alloy () [GLO] | 11.2059 |  |  | Carbon dioxide, fossil | (0, 16) | ('ecoinvent-3.10.1-biosphere', '349b29d1-3e58-4c66-98b9-9d1a076efd2e') | 11.2059 | 11.919 | 10.4928 |  | ('agg_ei310_SSP2_NPi_2023', 'a46912b51d2d49fca0bdc2215d0c710c') |  |  | GLO | aggmarket for aluminium, wrought alloy | biosphere | 5
7 | B: Carbon dioxide, fossil // aggmarket for aluminium, wrought alloy () [GLO] | 0.052634 | 0.0051119 | 0.0017603 | 0.0018521 | B: Carbon dioxide, fossil // aggmarket for aluminium, wrought alloy () [GLO] | 10.2458 |  |  | Carbon dioxide, fossil | (0, 250) | ('ecoinvent-3.10.1-biosphere', '349b29d1-3e58-4c66-98b9-9d1a076efd2e') | 10.2458 | 11.2471 | 9.2445 |  | ('agg_ei310_SSP2_PkBudg1000_2025', '67e70ba9a19041fb8e88a8b6b64ae57c') |  |  | GLO | aggmarket for aluminium, wrought alloy | biosphere | 5
8 | B: Carbon dioxide, fossil // aggmarket for aluminium, wrought alloy () [GLO] | 0.052634 | 0.0051119 | 0.0017603 | 0.0018521 | B: Carbon dioxide, fossil // aggmarket for aluminium, wrought alloy () [GLO] | 7.6467 |  |  | Carbon dioxide, fossil | (0, 289) | ('ecoinvent-3.10.1-biosphere', '349b29d1-3e58-4c66-98b9-9d1a076efd2e') | 7.6467 | 8.6547 | 6.6387 |  | ('agg_ei310_SSP2_PkBudg1000_2030', '726f2fb39ce04505a662ffa119e77dad') |  |  | GLO | aggmarket for aluminium, wrought alloy | biosphere | 5
9 | B: Carbon dioxide, fossil // aggmarket for aluminium, wrought alloy () [GLO] | 0.052634 | 0.0051119 | 0.0017603 | 0.0018521 | B: Carbon dioxide, fossil // aggmarket for aluminium, wrought alloy () [GLO] | 5.5929 |  |  | Carbon dioxide, fossil | (0, 328) | ('ecoinvent-3.10.1-biosphere', '349b29d1-3e58-4c66-98b9-9d1a076efd2e') | 5.5929 | 6.4065 | 4.7794 |  | ('agg_ei310_SSP2_PkBudg1000_2035', 'ef4009c761e14a50a0710656c05a3847') |  |  | GLO | aggmarket for aluminium, wrought alloy | biosphere | 5
10 | B: Carbon dioxide, fossil // aggmarket for aluminium, wrought alloy () [GLO] | 0.052634 | 0.0051119 | 0.0017603 | 0.0018521 | B: Carbon dioxide, fossil // aggmarket for aluminium, wrought alloy () [GLO] | 5.1613 |  |  | Carbon dioxide, fossil | (0, 367) | ('ecoinvent-3.10.1-biosphere', '349b29d1-3e58-4c66-98b9-9d1a076efd2e') | 5.1613 | 6.0176 | 4.305 |  | ('agg_ei310_SSP2_PkBudg1000_2037', 'dbf1bd8c20b54d79a26ea9c65d8235d8') |  |  | GLO | aggmarket for aluminium, wrought alloy | biosphere | 5
11 | B: Carbon dioxide, fossil // aggmarket for aluminium, wrought alloy () [GLO] | 0.052634 | 0.0051119 | 0.0017603 | 0.0018521 | B: Carbon dioxide, fossil // aggmarket for aluminium, wrought alloy () [GLO] | 4.5407 |  |  | Carbon dioxide, fossil | (0, 406) | ('ecoinvent-3.10.1-biosphere', '349b29d1-3e58-4c66-98b9-9d1a076efd2e') | 4.5407 | 5.4489 | 3.6326 |  | ('agg_ei310_SSP2_PkBudg1000_2040', 'c3016a1da13543749edcb168a855167b') |  |  | GLO | aggmarket for aluminium, wrought alloy | biosphere | 5
12 | B: Carbon dioxide, fossil // aggmarket for aluminium, wrought alloy () [GLO] | 0.052525 | 0.0059429 | 0.0044217 | 0.0021158 | B: Carbon dioxide, fossil // aggmarket for aluminium, wrought alloy () [GLO] | 11.2059 |  |  | Carbon dioxide, fossil | (0, 16) | ('ecoinvent-3.10.1-biosphere', '349b29d1-3e58-4c66-98b9-9d1a076efd2e') | 11.2059 | 11.919 | 10.4928 |  | ('agg_ei310_SSP2_NPi_2023', 'a46912b51d2d49fca0bdc2215d0c710c') |  |  | GLO | aggmarket for aluminium, wrought alloy | biosphere | 5
13 | B: Carbon dioxide, fossil // aggmarket for aluminium, wrought alloy () [GLO] | 0.052525 | 0.0059429 | 0.0044217 | 0.0021158 | B: Carbon dioxide, fossil // aggmarket for aluminium, wrought alloy () [GLO] | 10.2458 |  |  | Carbon dioxide, fossil | (0, 250) | ('ecoinvent-3.10.1-biosphere', '349b29d1-3e58-4c66-98b9-9d1a076efd2e') | 10.2458 | 11.2471 | 9.2445 |  | ('agg_ei310_SSP2_PkBudg1000_2025', '67e70ba9a19041fb8e88a8b6b64ae57c') |  |  | GLO | aggmarket for aluminium, wrought alloy | biosphere | 5
14 | B: Carbon dioxide, fossil // aggmarket for aluminium, wrought alloy () [GLO] | 0.052525 | 0.0059429 | 0.0044217 | 0.0021158 | B: Carbon dioxide, fossil // aggmarket for aluminium, wrought alloy () [GLO] | 7.6467 |  |  | Carbon dioxide, fossil | (0, 289) | ('ecoinvent-3.10.1-biosphere', '349b29d1-3e58-4c66-98b9-9d1a076efd2e') | 7.6467 | 8.6547 | 6.6387 |  | ('agg_ei310_SSP2_PkBudg1000_2030', '726f2fb39ce04505a662ffa119e77dad') |  |  | GLO | aggmarket for aluminium, wrought alloy | biosphere | 5
15 | B: Carbon dioxide, fossil // aggmarket for aluminium, wrought alloy () [GLO] | 0.052525 | 0.0059429 | 0.0044217 | 0.0021158 | B: Carbon dioxide, fossil // aggmarket for aluminium, wrought alloy () [GLO] | 5.5929 |  |  | Carbon dioxide, fossil | (0, 328) | ('ecoinvent-3.10.1-biosphere', '349b29d1-3e58-4c66-98b9-9d1a076efd2e') | 5.5929 | 6.4065 | 4.7794 |  | ('agg_ei310_SSP2_PkBudg1000_2035', 'ef4009c761e14a50a0710656c05a3847') |  |  | GLO | aggmarket for aluminium, wrought alloy | biosphere | 5
16 | B: Carbon dioxide, fossil // aggmarket for aluminium, wrought alloy () [GLO] | 0.052525 | 0.0059429 | 0.0044217 | 0.0021158 | B: Carbon dioxide, fossil // aggmarket for aluminium, wrought alloy () [GLO] | 5.1613 |  |  | Carbon dioxide, fossil | (0, 367) | ('ecoinvent-3.10.1-biosphere', '349b29d1-3e58-4c66-98b9-9d1a076efd2e') | 5.1613 | 6.0176 | 4.305 |  | ('agg_ei310_SSP2_PkBudg1000_2037', 'dbf1bd8c20b54d79a26ea9c65d8235d8') |  |  | GLO | aggmarket for aluminium, wrought alloy | biosphere | 5
17 | B: Carbon dioxide, fossil // aggmarket for aluminium, wrought alloy () [GLO] | 0.052525 | 0.0059429 | 0.0044217 | 0.0021158 | B: Carbon dioxide, fossil // aggmarket for aluminium, wrought alloy () [GLO] | 4.5407 |  |  | Carbon dioxide, fossil | (0, 406) | ('ecoinvent-3.10.1-biosphere', '349b29d1-3e58-4c66-98b9-9d1a076efd2e') | 4.5407 | 5.4489 | 3.6326 |  | ('agg_ei310_SSP2_PkBudg1000_2040', 'c3016a1da13543749edcb168a855167b') |  |  | GLO | aggmarket for aluminium, wrought alloy | biosphere | 5
18 | B: Carbon dioxide, fossil // aggmarket for copper, cathode () [GLO] | 0.052373 | 0.0057925 | 0.0041283 | 0.0023348 | B: Carbon dioxide, fossil // aggmarket for copper, cathode () [GLO] | 5.9951 |  |  | Carbon dioxide, fossil | (0, 19) | ('ecoinvent-3.10.1-biosphere', '349b29d1-3e58-4c66-98b9-9d1a076efd2e') | 5.9951 | 6.3766 | 5.6136 |  | ('agg_ei310_SSP2_NPi_2023', 'e57e438a898547dd91e87200d54a1234') |  |  | GLO | aggmarket for copper, cathode | biosphere | 5
19 | B: Carbon dioxide, fossil // aggmarket for copper, cathode () [GLO] | 0.052373 | 0.0057925 | 0.0041283 | 0.0023348 | B: Carbon dioxide, fossil // aggmarket for copper, cathode () [GLO] | 5.7497 |  |  | Carbon dioxide, fossil | (0, 253) | ('ecoinvent-3.10.1-biosphere', '349b29d1-3e58-4c66-98b9-9d1a076efd2e') | 5.7497 | 6.3116 | 5.1878 |  | ('agg_ei310_SSP2_PkBudg1000_2025', '5eaf32d6305a47ee8356d8d40e980c0a') |  |  | GLO | aggmarket for copper, cathode | biosphere | 5
20 | B: Carbon dioxide, fossil // aggmarket for copper, cathode () [GLO] | 0.052373 | 0.0057925 | 0.0041283 | 0.0023348 | B: Carbon dioxide, fossil // aggmarket for copper, cathode () [GLO] | 4.8258 |  |  | Carbon dioxide, fossil | (0, 292) | ('ecoinvent-3.10.1-biosphere', '349b29d1-3e58-4c66-98b9-9d1a076efd2e') | 4.8258 | 5.4619 | 4.1897 |  | ('agg_ei310_SSP2_PkBudg1000_2030', '3c8b6f08f7f2447da371ca5e4c91caf7') |  |  | GLO | aggmarket for copper, cathode | biosphere | 5
21 | B: Carbon dioxide, fossil // aggmarket for copper, cathode () [GLO] | 0.052373 | 0.0057925 | 0.0041283 | 0.0023348 | B: Carbon dioxide, fossil // aggmarket for copper, cathode () [GLO] | 3.9748 |  |  | Carbon dioxide, fossil | (0, 331) | ('ecoinvent-3.10.1-biosphere', '349b29d1-3e58-4c66-98b9-9d1a076efd2e') | 3.9748 | 4.553 | 3.3967 |  | ('agg_ei310_SSP2_PkBudg1000_2035', 'a19549dadb0c401c8962004e9c6f36a3') |  |  | GLO | aggmarket for copper, cathode | biosphere | 5
22 | B: Carbon dioxide, fossil // aggmarket for copper, cathode () [GLO] | 0.052373 | 0.0057925 | 0.0041283 | 0.0023348 | B: Carbon dioxide, fossil // aggmarket for copper, cathode () [GLO] | 3.7475 |  |  | Carbon dioxide, fossil | (0, 370) | ('ecoinvent-3.10.1-biosphere', '349b29d1-3e58-4c66-98b9-9d1a076efd2e') | 3.7475 | 4.3692 | 3.1257 |  | ('agg_ei310_SSP2_PkBudg1000_2037', 'ec58250cd5af4a22bbcdc11e5e18d128') |  |  | GLO | aggmarket for copper, cathode | biosphere | 5
23 | B: Carbon dioxide, fossil // aggmarket for copper, cathode () [GLO] | 0.052373 | 0.0057925 | 0.0041283 | 0.0023348 | B: Carbon dioxide, fossil // aggmarket for copper, cathode () [GLO] | 3.4072 |  |  | Carbon dioxide, fossil | (0, 409) | ('ecoinvent-3.10.1-biosphere', '349b29d1-3e58-4c66-98b9-9d1a076efd2e') | 3.4072 | 4.0886 | 2.7257 |  | ('agg_ei310_SSP2_PkBudg1000_2040', 'bc0b9b32c1884a3c987622735fcea776') |  |  | GLO | aggmarket for copper, cathode | biosphere | 5
24 | B: Carbon dioxide, fossil // aggmarket for copper, cathode () [GLO] | 0.051611 | 0.0055845 | 0.0071564 | 0.0025249 | B: Carbon dioxide, fossil // aggmarket for copper, cathode () [GLO] | 5.9951 |  |  | Carbon dioxide, fossil | (0, 19) | ('ecoinvent-3.10.1-biosphere', '349b29d1-3e58-4c66-98b9-9d1a076efd2e') | 5.9951 | 6.3766 | 5.6136 |  | ('agg_ei310_SSP2_NPi_2023', 'e57e438a898547dd91e87200d54a1234') |  |  | GLO | aggmarket for copper, cathode | biosphere | 5
25 | B: Carbon dioxide, fossil // aggmarket for copper, cathode () [GLO] | 0.051611 | 0.0055845 | 0.0071564 | 0.0025249 | B: Carbon dioxide, fossil // aggmarket for copper, cathode () [GLO] | 5.7497 |  |  | Carbon dioxide, fossil | (0, 253) | ('ecoinvent-3.10.1-biosphere', '349b29d1-3e58-4c66-98b9-9d1a076efd2e') | 5.7497 | 6.3116 | 5.1878 |  | ('agg_ei310_SSP2_PkBudg1000_2025', '5eaf32d6305a47ee8356d8d40e980c0a') |  |  | GLO | aggmarket for copper, cathode | biosphere | 5
26 | B: Carbon dioxide, fossil // aggmarket for copper, cathode () [GLO] | 0.051611 | 0.0055845 | 0.0071564 | 0.0025249 | B: Carbon dioxide, fossil // aggmarket for copper, cathode () [GLO] | 4.8258 |  |  | Carbon dioxide, fossil | (0, 292) | ('ecoinvent-3.10.1-biosphere', '349b29d1-3e58-4c66-98b9-9d1a076efd2e') | 4.8258 | 5.4619 | 4.1897 |  | ('agg_ei310_SSP2_PkBudg1000_2030', '3c8b6f08f7f2447da371ca5e4c91caf7') |  |  | GLO | aggmarket for copper, cathode | biosphere | 5
27 | B: Carbon dioxide, fossil // aggmarket for copper, cathode () [GLO] | 0.051611 | 0.0055845 | 0.0071564 | 0.0025249 | B: Carbon dioxide, fossil // aggmarket for copper, cathode () [GLO] | 3.9748 |  |  | Carbon dioxide, fossil | (0, 331) | ('ecoinvent-3.10.1-biosphere', '349b29d1-3e58-4c66-98b9-9d1a076efd2e') | 3.9748 | 4.553 | 3.3967 |  | ('agg_ei310_SSP2_PkBudg1000_2035', 'a19549dadb0c401c8962004e9c6f36a3') |  |  | GLO | aggmarket for copper, cathode | biosphere | 5
28 | B: Carbon dioxide, fossil // aggmarket for copper, cathode () [GLO] | 0.051611 | 0.0055845 | 0.0071564 | 0.0025249 | B: Carbon dioxide, fossil // aggmarket for copper, cathode () [GLO] | 3.7475 |  |  | Carbon dioxide, fossil | (0, 370) | ('ecoinvent-3.10.1-biosphere', '349b29d1-3e58-4c66-98b9-9d1a076efd2e') | 3.7475 | 4.3692 | 3.1257 |  | ('agg_ei310_SSP2_PkBudg1000_2037', 'ec58250cd5af4a22bbcdc11e5e18d128') |  |  | GLO | aggmarket for copper, cathode | biosphere | 5
29 | B: Carbon dioxide, fossil // aggmarket for copper, cathode () [GLO] | 0.051611 | 0.0055845 | 0.0071564 | 0.0025249 | B: Carbon dioxide, fossil // aggmarket for copper, cathode () [GLO] | 3.4072 |  |  | Carbon dioxide, fossil | (0, 409) | ('ecoinvent-3.10.1-biosphere', '349b29d1-3e58-4c66-98b9-9d1a076efd2e') | 3.4072 | 4.0886 | 2.7257 |  | ('agg_ei310_SSP2_PkBudg1000_2040', 'bc0b9b32c1884a3c987622735fcea776') |  |  | GLO | aggmarket for copper, cathode | biosphere | 5
30 | B: Carbon dioxide, fossil // aggmarket for steel, low-alloyed () [GLO] | 0.051416 | 0.0055415 | 0.0043703 | 0.0024258 | B: Carbon dioxide, fossil // aggmarket for steel, low-alloyed () [GLO] | 2.3085 |  |  | Carbon dioxide, fossil | (0, 247) | ('ecoinvent-3.10.1-biosphere', '349b29d1-3e58-4c66-98b9-9d1a076efd2e') | 2.3085 | 2.5341 | 2.0829 |  | ('agg_ei310_SSP2_PkBudg1000_2025', '9f8e1ed752864750a883efe458964672') |  |  | GLO | aggmarket for steel, low-alloyed | biosphere | 5
31 | B: Carbon dioxide, fossil // aggmarket for steel, low-alloyed () [GLO] | 0.051416 | 0.0055415 | 0.0043703 | 0.0024258 | B: Carbon dioxide, fossil // aggmarket for steel, low-alloyed () [GLO] | 1.9957 |  |  | Carbon dioxide, fossil | (0, 286) | ('ecoinvent-3.10.1-biosphere', '349b29d1-3e58-4c66-98b9-9d1a076efd2e') | 1.9957 | 2.2587 | 1.7326 |  | ('agg_ei310_SSP2_PkBudg1000_2030', '81ae1c77362f4f38918505f476beb398') |  |  | GLO | aggmarket for steel, low-alloyed | biosphere | 5
32 | T: FROM aggmarket for steel, unalloyed [GLO] TO aggOverhead line, 150kV () [GLO] | 0.05124 | 0.0056489 | 0.0038812 | 0.0024723 | T: FROM aggmarket for steel, unalloyed [GLO] TO aggOverhead line, 150kV () [GLO] | 24852 |  | GLO | aggmarket for steel, unalloyed | (248, 772) | ('agg_ei310_SSP2_PkBudg1000_2025', '1ec70e28d7a642d9bd088df777e46040') | 24852 | 25416.8182 | 24287.1818 |  | ('agg_grid_components_PkBudg1000_2025', '06aafe74615d4c6ba90d84aabcdfcae7') |  |  | GLO | aggOverhead line, 150kV | technosphere | 5
33 | T: FROM aggmarket for steel, unalloyed [GLO] TO aggOverhead line, 150kV () [GLO] | 0.05124 | 0.0056489 | 0.0038812 | 0.0024723 | T: FROM aggmarket for steel, unalloyed [GLO] TO aggOverhead line, 150kV () [GLO] | 24852 |  | GLO | aggmarket for steel, unalloyed | (287, 776) | ('agg_ei310_SSP2_PkBudg1000_2030', '1d7b5dc2d361409ea3d2fcb83ce8bcef') | 24852 | 25642.7455 | 24061.2545 |  | ('agg_grid_components_PkBudg1000_2030', 'e8e4b21fee024534832826d07c413613') |  |  | GLO | aggOverhead line, 150kV | technosphere | 5
34 | T: FROM aggmarket for steel, unalloyed [GLO] TO aggOverhead line, 150kV () [GLO] | 0.05124 | 0.0056489 | 0.0038812 | 0.0024723 | T: FROM aggmarket for steel, unalloyed [GLO] TO aggOverhead line, 150kV () [GLO] | 24852 |  | GLO | aggmarket for steel, unalloyed | (404, 849) | ('agg_ei310_SSP2_PkBudg1000_2040', '081a2c2ba37949a6a0a643ea26fe5829') | 24852 | 26094.6 | 23609.4 |  | ('agg_grid_components_PkBudg1000_2040', 'ddb360e31f1444c9abe4c38c2421f562') |  |  | GLO | aggOverhead line, 150kV | technosphere | 5
35 | T: FROM aggmarket for copper, cathode [GLO] TO aggLand cable, epr insulated, copper, 11kV () [GLO] | 0.050693 | 0.0053847 | 0.0039743 | 0.0020731 | T: FROM aggmarket for copper, cathode [GLO] TO aggLand cable, epr insulated, copper, 11kV () [GLO] | 4663 |  | GLO | aggmarket for copper, cathode | (409, 847) | ('agg_ei310_SSP2_PkBudg1000_2040', 'bc0b9b32c1884a3c987622735fcea776') | 4663 | 4896.15 | 4429.85 |  | ('agg_grid_components_PkBudg1000_2040', 'd751e6b179db4ce09a7e2afff84ed604') |  |  | GLO | aggLand cable, epr insulated, copper, 11kV | technosphere | 5
36 | T: FROM aggmarket for copper, cathode [GLO] TO aggLand cable, epr insulated, copper, 11kV () [GLO] | 0.050693 | 0.0053847 | 0.0039743 | 0.0020731 | T: FROM aggmarket for copper, cathode [GLO] TO aggLand cable, epr insulated, copper, 11kV () [GLO] | 4663 |  | GLO | aggmarket for copper, cathode | (253, 770) | ('agg_ei310_SSP2_PkBudg1000_2025', '5eaf32d6305a47ee8356d8d40e980c0a') | 4663 | 4768.9773 | 4557.0227 |  | ('agg_grid_components_PkBudg1000_2025', '3fccfe25a97c413d9a564271bfd559bd') |  |  | GLO | aggLand cable, epr insulated, copper, 11kV | technosphere | 5
37 | B: Carbon dioxide, fossil // aggmarket for copper, cathode () [GLO] | 0.049776 | 0.0058946 | 0.0051883 | 0.0022271 | B: Carbon dioxide, fossil // aggmarket for copper, cathode () [GLO] | 5.9951 |  |  | Carbon dioxide, fossil | (0, 19) | ('ecoinvent-3.10.1-biosphere', '349b29d1-3e58-4c66-98b9-9d1a076efd2e') | 5.9951 | 6.3766 | 5.6136 |  | ('agg_ei310_SSP2_NPi_2023', 'e57e438a898547dd91e87200d54a1234') |  |  | GLO | aggmarket for copper, cathode | biosphere | 5
38 | B: Carbon dioxide, fossil // aggmarket for copper, cathode () [GLO] | 0.049776 | 0.0058946 | 0.0051883 | 0.0022271 | B: Carbon dioxide, fossil // aggmarket for copper, cathode () [GLO] | 5.7497 |  |  | Carbon dioxide, fossil | (0, 253) | ('ecoinvent-3.10.1-biosphere', '349b29d1-3e58-4c66-98b9-9d1a076efd2e') | 5.7497 | 6.3116 | 5.1878 |  | ('agg_ei310_SSP2_PkBudg1000_2025', '5eaf32d6305a47ee8356d8d40e980c0a') |  |  | GLO | aggmarket for copper, cathode | biosphere | 5
39 | B: Carbon dioxide, fossil // aggmarket for copper, cathode () [GLO] | 0.049776 | 0.0058946 | 0.0051883 | 0.0022271 | B: Carbon dioxide, fossil // aggmarket for copper, cathode () [GLO] | 4.8258 |  |  | Carbon dioxide, fossil | (0, 292) | ('ecoinvent-3.10.1-biosphere', '349b29d1-3e58-4c66-98b9-9d1a076efd2e') | 4.8258 | 5.4619 | 4.1897 |  | ('agg_ei310_SSP2_PkBudg1000_2030', '3c8b6f08f7f2447da371ca5e4c91caf7') |  |  | GLO | aggmarket for copper, cathode | biosphere | 5
40 | B: Carbon dioxide, fossil // aggmarket for copper, cathode () [GLO] | 0.049776 | 0.0058946 | 0.0051883 | 0.0022271 | B: Carbon dioxide, fossil // aggmarket for copper, cathode () [GLO] | 3.9748 |  |  | Carbon dioxide, fossil | (0, 331) | ('ecoinvent-3.10.1-biosphere', '349b29d1-3e58-4c66-98b9-9d1a076efd2e') | 3.9748 | 4.553 | 3.3967 |  | ('agg_ei310_SSP2_PkBudg1000_2035', 'a19549dadb0c401c8962004e9c6f36a3') |  |  | GLO | aggmarket for copper, cathode | biosphere | 5
41 | B: Carbon dioxide, fossil // aggmarket for copper, cathode () [GLO] | 0.049776 | 0.0058946 | 0.0051883 | 0.0022271 | B: Carbon dioxide, fossil // aggmarket for copper, cathode () [GLO] | 3.7475 |  |  | Carbon dioxide, fossil | (0, 370) | ('ecoinvent-3.10.1-biosphere', '349b29d1-3e58-4c66-98b9-9d1a076efd2e') | 3.7475 | 4.3692 | 3.1257 |  | ('agg_ei310_SSP2_PkBudg1000_2037', 'ec58250cd5af4a22bbcdc11e5e18d128') |  |  | GLO | aggmarket for copper, cathode | biosphere | 5
42 | B: Carbon dioxide, fossil // aggmarket for copper, cathode () [GLO] | 0.049776 | 0.0058946 | 0.0051883 | 0.0022271 | B: Carbon dioxide, fossil // aggmarket for copper, cathode () [GLO] | 3.4072 |  |  | Carbon dioxide, fossil | (0, 409) | ('ecoinvent-3.10.1-biosphere', '349b29d1-3e58-4c66-98b9-9d1a076efd2e') | 3.4072 | 4.0886 | 2.7257 |  | ('agg_ei310_SSP2_PkBudg1000_2040', 'bc0b9b32c1884a3c987622735fcea776') |  |  | GLO | aggmarket for copper, cathode | biosphere | 5
43 | T: FROM aggLand cable, vpe insulated, aluminium, 0.4kV [GLO] TO agggrid_PkBudg1000_2037 () [GLO] | 0.049757 | 0.0053273 | 0.0035429 | 0.0023661 | T: FROM aggLand cable, vpe insulated, aluminium, 0.4kV [GLO] TO agggrid_PkBudg1000_2037 () [GLO] | 37610.1089 | (1 - share_oh_lv_2035) * share_al_lv_2035 * 53644.428571428565 | GLO | aggLand cable, vpe insulated, aluminium, 0.4kV | (812, 973) | ('agg_grid_components_PkBudg1000_2035', '6ba01cb023914ffba68b1e59de6cacc0') | 37610.1089 | 43080.6702 | 32139.5476 | 37610.1089 | ('agg_grid_expansion_prospective', '9f4cdb0668764da6a3fcd35c8260e97b') |  |  | GLO | agggrid_PkBudg1000_2037 | technosphere | 5
44 | T: FROM aggmarket for aluminium, wrought alloy [GLO] TO aggOverhead line, 150kV () [GLO] | 0.049755 | 0.0058698 | 0.0021558 | 0.0024308 | T: FROM aggmarket for aluminium, wrought alloy [GLO] TO aggOverhead line, 150kV () [GLO] | 7300 |  | GLO | aggmarket for aluminium, wrought alloy | (250, 772) | ('agg_ei310_SSP2_PkBudg1000_2025', '67e70ba9a19041fb8e88a8b6b64ae57c') | 7300 | 7465.9091 | 7134.0909 |  | ('agg_grid_components_PkBudg1000_2025', '06aafe74615d4c6ba90d84aabcdfcae7') |  |  | GLO | aggOverhead line, 150kV | technosphere | 5
45 | T: FROM aggmarket for aluminium, wrought alloy [GLO] TO aggOverhead line, 150kV () [GLO] | 0.049755 | 0.0058698 | 0.0021558 | 0.0024308 | T: FROM aggmarket for aluminium, wrought alloy [GLO] TO aggOverhead line, 150kV () [GLO] | 7300 |  | GLO | aggmarket for aluminium, wrought alloy | (289, 776) | ('agg_ei310_SSP2_PkBudg1000_2030', '726f2fb39ce04505a662ffa119e77dad') | 7300 | 7532.2727 | 7067.7273 |  | ('agg_grid_components_PkBudg1000_2030', 'e8e4b21fee024534832826d07c413613') |  |  | GLO | aggOverhead line, 150kV | technosphere | 5
46 | T: FROM aggmarket for aluminium, wrought alloy [GLO] TO aggOverhead line, 150kV () [GLO] | 0.049755 | 0.0058698 | 0.0021558 | 0.0024308 | T: FROM aggmarket for aluminium, wrought alloy [GLO] TO aggOverhead line, 150kV () [GLO] | 7300 |  | GLO | aggmarket for aluminium, wrought alloy | (406, 849) | ('agg_ei310_SSP2_PkBudg1000_2040', 'c3016a1da13543749edcb168a855167b') | 7300 | 7665 | 6935 |  | ('agg_grid_components_PkBudg1000_2040', 'ddb360e31f1444c9abe4c38c2421f562') |  |  | GLO | aggOverhead line, 150kV | technosphere | 5
47 | T: FROM aggmarket for aluminium, wrought alloy [GLO] TO aggOverhead line, 150kV () [GLO] | 0.049755 | 0.0058698 | 0.0021558 | 0.0024308 | T: FROM aggmarket for aluminium, wrought alloy [GLO] TO aggOverhead line, 150kV () [GLO] | 7300 |  | GLO | aggmarket for aluminium, wrought alloy | (16, 745) | ('agg_ei310_SSP2_NPi_2023', 'a46912b51d2d49fca0bdc2215d0c710c') | 7300 | 7399.5455 | 7200.4545 |  | ('agg_grid_components_PkBudg1000_2023', '622293640d1247d898f76c6624bb5c0e') |  |  | GLO | aggOverhead line, 150kV | technosphere | 5
48 | T: FROM aggLand cable, epr insulated, copper, 11kV [GLO] TO agggrid_PkBudg1000_2035 () [GLO] | 0.048983 | 0.0055586 | 0.0028067 | 0.0023942 | T: FROM aggLand cable, epr insulated, copper, 11kV [GLO] TO agggrid_PkBudg1000_2035 () [GLO] | 8560.1404 | (1 - share_oh_mv_2030) * (1 - share_al_mv_2030) * 41997.5 | GLO | aggLand cable, epr insulated, copper, 11kV | (791, 980) | ('agg_grid_components_PkBudg1000_2030', '668018a0bf9d4ee2ace48e16c1b5b36f') | 8560.1404 | 9688.5226 | 7431.7583 | 8560.1404 | ('agg_grid_expansion_prospective', 'b9e4467613ca4899abaffa0d7fa4e57a') |  |  | GLO | agggrid_PkBudg1000_2035 | technosphere | 5
49 | T: FROM aggOverhead line, 150kV [GLO] TO agggrid_PkBudg1000_2040 () [GLO] | 0.048895 | 0.0060312 | 0.0036192 | 0.0021906 | T: FROM aggOverhead line, 150kV [GLO] TO agggrid_PkBudg1000_2040 () [GLO] | 5363.2314 | share_oh_hv_2037 * 5660.999999999999 | GLO | aggOverhead line, 150kV | (830, 971) | ('agg_grid_components_PkBudg1000_2037', '0783cca6d3314ecfbb67090598fd69be') | 5363.2314 | 6253.0402 | 4473.4226 | 5363.2314 | ('agg_grid_expansion_prospective', '2bbfaffb562c4eccb8d9f60ec75de52f') |  |  | GLO | agggrid_PkBudg1000_2040 | technosphere | 5
50 | T: FROM aggOverhead line, 150kV [GLO] TO agggrid_PkBudg1000_2025 () [GLO] | 0.048608 | 0.0052265 | 0.0035379 | 0.0022574 | T: FROM aggOverhead line, 150kV [GLO] TO agggrid_PkBudg1000_2025 () [GLO] | 3831.1503 | share_oh_hv_2023 * 4043.857142857143 | GLO | aggOverhead line, 150kV | (745, 974) | ('agg_grid_components_PkBudg1000_2023', '622293640d1247d898f76c6624bb5c0e') | 3831.1503 | 4074.9507 | 3587.3498 | 3831.1503 | ('agg_grid_expansion_prospective', 'd728be03c16a4a5ebff6d18d415056e0') |  |  | GLO | agggrid_PkBudg1000_2025 | technosphere | 5
51 | B: Carbon dioxide, fossil // aggmarket for steel, unalloyed () [GLO] | 0.048391 | 0.0055789 | 0.0047302 | 0.0021194 | B: Carbon dioxide, fossil // aggmarket for steel, unalloyed () [GLO] | 2.1895 |  |  | Carbon dioxide, fossil | (0, 14) | ('ecoinvent-3.10.1-biosphere', '349b29d1-3e58-4c66-98b9-9d1a076efd2e') | 2.1895 | 2.3288 | 2.0502 |  | ('agg_ei310_SSP2_NPi_2023', 'e6fd6695631b429cb5062bc39f4dac6d') |  |  | GLO | aggmarket for steel, unalloyed | biosphere | 5
52 | B: Carbon dioxide, fossil // aggmarket for steel, unalloyed () [GLO] | 0.048391 | 0.0055789 | 0.0047302 | 0.0021194 | B: Carbon dioxide, fossil // aggmarket for steel, unalloyed () [GLO] | 2.135 |  |  | Carbon dioxide, fossil | (0, 248) | ('ecoinvent-3.10.1-biosphere', '349b29d1-3e58-4c66-98b9-9d1a076efd2e') | 2.135 | 2.3437 | 1.9264 |  | ('agg_ei310_SSP2_PkBudg1000_2025', '1ec70e28d7a642d9bd088df777e46040') |  |  | GLO | aggmarket for steel, unalloyed | biosphere | 5
53 | B: Carbon dioxide, fossil // aggmarket for steel, unalloyed () [GLO] | 0.048391 | 0.0055789 | 0.0047302 | 0.0021194 | B: Carbon dioxide, fossil // aggmarket for steel, unalloyed () [GLO] | 1.8717 |  |  | Carbon dioxide, fossil | (0, 287) | ('ecoinvent-3.10.1-biosphere', '349b29d1-3e58-4c66-98b9-9d1a076efd2e') | 1.8717 | 2.1184 | 1.6249 |  | ('agg_ei310_SSP2_PkBudg1000_2030', '1d7b5dc2d361409ea3d2fcb83ce8bcef') |  |  | GLO | aggmarket for steel, unalloyed | biosphere | 5
54 | B: Carbon dioxide, fossil // aggmarket for steel, unalloyed () [GLO] | 0.048391 | 0.0055789 | 0.0047302 | 0.0021194 | B: Carbon dioxide, fossil // aggmarket for steel, unalloyed () [GLO] | 1.6674 |  |  | Carbon dioxide, fossil | (0, 326) | ('ecoinvent-3.10.1-biosphere', '349b29d1-3e58-4c66-98b9-9d1a076efd2e') | 1.6674 | 1.9099 | 1.4248 |  | ('agg_ei310_SSP2_PkBudg1000_2035', '098c3006a8814547a95e5eaf71ee978f') |  |  | GLO | aggmarket for steel, unalloyed | biosphere | 5
55 | B: Carbon dioxide, fossil // aggmarket for steel, unalloyed () [GLO] | 0.048391 | 0.0055789 | 0.0047302 | 0.0021194 | B: Carbon dioxide, fossil // aggmarket for steel, unalloyed () [GLO] | 1.5768 |  |  | Carbon dioxide, fossil | (0, 365) | ('ecoinvent-3.10.1-biosphere', '349b29d1-3e58-4c66-98b9-9d1a076efd2e') | 1.5768 | 1.8385 | 1.3152 |  | ('agg_ei310_SSP2_PkBudg1000_2037', '4e755dd55a8f45089df24dcaf507719f') |  |  | GLO | aggmarket for steel, unalloyed | biosphere | 5
56 | B: Carbon dioxide, fossil // aggmarket for steel, unalloyed () [GLO] | 0.048391 | 0.0055789 | 0.0047302 | 0.0021194 | B: Carbon dioxide, fossil // aggmarket for steel, unalloyed () [GLO] | 1.4336 |  |  | Carbon dioxide, fossil | (0, 404) | ('ecoinvent-3.10.1-biosphere', '349b29d1-3e58-4c66-98b9-9d1a076efd2e') | 1.4336 | 1.7203 | 1.1469 |  | ('agg_ei310_SSP2_PkBudg1000_2040', '081a2c2ba37949a6a0a643ea26fe5829') |  |  | GLO | aggmarket for steel, unalloyed | biosphere | 5
57 | T: FROM aggmarket for aluminium, wrought alloy [GLO] TO aggLand cable, vpe insulated, aluminium, 0.4kV () [GLO] | 0.048167 | 0.005482 | 0.0019668 | 0.0021262 | T: FROM aggmarket for aluminium, wrought alloy [GLO] TO aggLand cable, vpe insulated, aluminium, 0.4kV () [GLO] | 981 |  | GLO | aggmarket for aluminium, wrought alloy | (250, 767) | ('agg_ei310_SSP2_PkBudg1000_2025', '67e70ba9a19041fb8e88a8b6b64ae57c') | 981 | 1003.2955 | 958.7045 |  | ('agg_grid_components_PkBudg1000_2025', 'acd3283eee314edaa28cd564fdb9af12') |  |  | GLO | aggLand cable, vpe insulated, aluminium, 0.4kV | technosphere | 5
58 | T: FROM aggmarket for aluminium, wrought alloy [GLO] TO aggLand cable, vpe insulated, aluminium, 0.4kV () [GLO] | 0.048167 | 0.005482 | 0.0019668 | 0.0021262 | T: FROM aggmarket for aluminium, wrought alloy [GLO] TO aggLand cable, vpe insulated, aluminium, 0.4kV () [GLO] | 981 |  | GLO | aggmarket for aluminium, wrought alloy | (289, 779) | ('agg_ei310_SSP2_PkBudg1000_2030', '726f2fb39ce04505a662ffa119e77dad') | 981 | 1012.2136 | 949.7864 |  | ('agg_grid_components_PkBudg1000_2030', '919804d67e5e44a494028c009f856b20') |  |  | GLO | aggLand cable, vpe insulated, aluminium, 0.4kV | technosphere | 5
59 | T: FROM aggmarket for aluminium, wrought alloy [GLO] TO aggLand cable, vpe insulated, aluminium, 0.4kV () [GLO] | 0.048167 | 0.005482 | 0.0019668 | 0.0021262 | T: FROM aggmarket for aluminium, wrought alloy [GLO] TO aggLand cable, vpe insulated, aluminium, 0.4kV () [GLO] | 981 |  | GLO | aggmarket for aluminium, wrought alloy | (406, 850) | ('agg_ei310_SSP2_PkBudg1000_2040', 'c3016a1da13543749edcb168a855167b') | 981 | 1030.05 | 931.95 |  | ('agg_grid_components_PkBudg1000_2040', '2db71906d5e244fbbd26ed4cf5f8d017') |  |  | GLO | aggLand cable, vpe insulated, aluminium, 0.4kV | technosphere | 5
60 | T: FROM aggmarket for aluminium, wrought alloy [GLO] TO aggLand cable, vpe insulated, aluminium, 0.4kV () [GLO] | 0.048167 | 0.005482 | 0.0019668 | 0.0021262 | T: FROM aggmarket for aluminium, wrought alloy [GLO] TO aggLand cable, vpe insulated, aluminium, 0.4kV () [GLO] | 981 |  | GLO | aggmarket for aluminium, wrought alloy | (16, 739) | ('agg_ei310_SSP2_NPi_2023', 'a46912b51d2d49fca0bdc2215d0c710c') | 981 | 994.3773 | 967.6227 |  | ('agg_grid_components_PkBudg1000_2023', 'b735b13b07ea43988197efad327efa01') |  |  | GLO | aggLand cable, vpe insulated, aluminium, 0.4kV | technosphere | 5
61 | T: FROM aggmarket for aluminium, wrought alloy [GLO] TO aggLand cable, vpe insulated, aluminium, 0.4kV () [GLO] | 0.048167 | 0.005482 | 0.0019668 | 0.0021262 | T: FROM aggmarket for aluminium, wrought alloy [GLO] TO aggLand cable, vpe insulated, aluminium, 0.4kV () [GLO] | 981 |  | GLO | aggmarket for aluminium, wrought alloy | (367, 829) | ('agg_ei310_SSP2_PkBudg1000_2037', 'dbf1bd8c20b54d79a26ea9c65d8235d8') | 981 | 1021.1318 | 940.8682 |  | ('agg_grid_components_PkBudg1000_2037', '6881c836e41a481e8c4c866ded3a334f') |  |  | GLO | aggLand cable, vpe insulated, aluminium, 0.4kV | technosphere | 5
62 | T: FROM aggmarket for aluminium, wrought alloy [GLO] TO aggLand cable, vpe insulated, aluminium, 0.4kV () [GLO] | 0.048028 | 0.0050079 | 0.0022599 | 0.0027574 | T: FROM aggmarket for aluminium, wrought alloy [GLO] TO aggLand cable, vpe insulated, aluminium, 0.4kV () [GLO] | 981 |  | GLO | aggmarket for aluminium, wrought alloy | (250, 767) | ('agg_ei310_SSP2_PkBudg1000_2025', '67e70ba9a19041fb8e88a8b6b64ae57c') | 981 | 1003.2955 | 958.7045 |  | ('agg_grid_components_PkBudg1000_2025', 'acd3283eee314edaa28cd564fdb9af12') |  |  | GLO | aggLand cable, vpe insulated, aluminium, 0.4kV | technosphere | 5
63 | T: FROM aggmarket for aluminium, wrought alloy [GLO] TO aggLand cable, vpe insulated, aluminium, 0.4kV () [GLO] | 0.048028 | 0.0050079 | 0.0022599 | 0.0027574 | T: FROM aggmarket for aluminium, wrought alloy [GLO] TO aggLand cable, vpe insulated, aluminium, 0.4kV () [GLO] | 981 |  | GLO | aggmarket for aluminium, wrought alloy | (289, 779) | ('agg_ei310_SSP2_PkBudg1000_2030', '726f2fb39ce04505a662ffa119e77dad') | 981 | 1012.2136 | 949.7864 |  | ('agg_grid_components_PkBudg1000_2030', '919804d67e5e44a494028c009f856b20') |  |  | GLO | aggLand cable, vpe insulated, aluminium, 0.4kV | technosphere | 5
64 | T: FROM aggmarket for aluminium, wrought alloy [GLO] TO aggLand cable, vpe insulated, aluminium, 0.4kV () [GLO] | 0.048028 | 0.0050079 | 0.0022599 | 0.0027574 | T: FROM aggmarket for aluminium, wrought alloy [GLO] TO aggLand cable, vpe insulated, aluminium, 0.4kV () [GLO] | 981 |  | GLO | aggmarket for aluminium, wrought alloy | (406, 850) | ('agg_ei310_SSP2_PkBudg1000_2040', 'c3016a1da13543749edcb168a855167b') | 981 | 1030.05 | 931.95 |  | ('agg_grid_components_PkBudg1000_2040', '2db71906d5e244fbbd26ed4cf5f8d017') |  |  | GLO | aggLand cable, vpe insulated, aluminium, 0.4kV | technosphere | 5
65 | T: FROM aggmarket for aluminium, wrought alloy [GLO] TO aggLand cable, vpe insulated, aluminium, 0.4kV () [GLO] | 0.048028 | 0.0050079 | 0.0022599 | 0.0027574 | T: FROM aggmarket for aluminium, wrought alloy [GLO] TO aggLand cable, vpe insulated, aluminium, 0.4kV () [GLO] | 981 |  | GLO | aggmarket for aluminium, wrought alloy | (16, 739) | ('agg_ei310_SSP2_NPi_2023', 'a46912b51d2d49fca0bdc2215d0c710c') | 981 | 994.3773 | 967.6227 |  | ('agg_grid_components_PkBudg1000_2023', 'b735b13b07ea43988197efad327efa01') |  |  | GLO | aggLand cable, vpe insulated, aluminium, 0.4kV | technosphere | 5
66 | T: FROM aggmarket for aluminium, wrought alloy [GLO] TO aggLand cable, vpe insulated, aluminium, 0.4kV () [GLO] | 0.048028 | 0.0050079 | 0.0022599 | 0.0027574 | T: FROM aggmarket for aluminium, wrought alloy [GLO] TO aggLand cable, vpe insulated, aluminium, 0.4kV () [GLO] | 981 |  | GLO | aggmarket for aluminium, wrought alloy | (367, 829) | ('agg_ei310_SSP2_PkBudg1000_2037', 'dbf1bd8c20b54d79a26ea9c65d8235d8') | 981 | 1021.1318 | 940.8682 |  | ('agg_grid_components_PkBudg1000_2037', '6881c836e41a481e8c4c866ded3a334f') |  |  | GLO | aggLand cable, vpe insulated, aluminium, 0.4kV | technosphere | 5
67 | B: Carbon dioxide, fossil // aggmarket for copper, cathode () [GLO] | 0.04796 | 0.0051564 | 0.0021852 | 0.0023404 | B: Carbon dioxide, fossil // aggmarket for copper, cathode () [GLO] | 5.9951 |  |  | Carbon dioxide, fossil | (0, 19) | ('ecoinvent-3.10.1-biosphere', '349b29d1-3e58-4c66-98b9-9d1a076efd2e') | 5.9951 | 6.3766 | 5.6136 |  | ('agg_ei310_SSP2_NPi_2023', 'e57e438a898547dd91e87200d54a1234') |  |  | GLO | aggmarket for copper, cathode | biosphere | 5
68 | B: Carbon dioxide, fossil // aggmarket for copper, cathode () [GLO] | 0.04796 | 0.0051564 | 0.0021852 | 0.0023404 | B: Carbon dioxide, fossil // aggmarket for copper, cathode () [GLO] | 5.7497 |  |  | Carbon dioxide, fossil | (0, 253) | ('ecoinvent-3.10.1-biosphere', '349b29d1-3e58-4c66-98b9-9d1a076efd2e') | 5.7497 | 6.3116 | 5.1878 |  | ('agg_ei310_SSP2_PkBudg1000_2025', '5eaf32d6305a47ee8356d8d40e980c0a') |  |  | GLO | aggmarket for copper, cathode | biosphere | 5
69 | B: Carbon dioxide, fossil // aggmarket for copper, cathode () [GLO] | 0.04796 | 0.0051564 | 0.0021852 | 0.0023404 | B: Carbon dioxide, fossil // aggmarket for copper, cathode () [GLO] | 4.8258 |  |  | Carbon dioxide, fossil | (0, 292) | ('ecoinvent-3.10.1-biosphere', '349b29d1-3e58-4c66-98b9-9d1a076efd2e') | 4.8258 | 5.4619 | 4.1897 |  | ('agg_ei310_SSP2_PkBudg1000_2030', '3c8b6f08f7f2447da371ca5e4c91caf7') |  |  | GLO | aggmarket for copper, cathode | biosphere | 5
70 | B: Carbon dioxide, fossil // aggmarket for copper, cathode () [GLO] | 0.04796 | 0.0051564 | 0.0021852 | 0.0023404 | B: Carbon dioxide, fossil // aggmarket for copper, cathode () [GLO] | 3.9748 |  |  | Carbon dioxide, fossil | (0, 331) | ('ecoinvent-3.10.1-biosphere', '349b29d1-3e58-4c66-98b9-9d1a076efd2e') | 3.9748 | 4.553 | 3.3967 |  | ('agg_ei310_SSP2_PkBudg1000_2035', 'a19549dadb0c401c8962004e9c6f36a3') |  |  | GLO | aggmarket for copper, cathode | biosphere | 5
71 | B: Carbon dioxide, fossil // aggmarket for copper, cathode () [GLO] | 0.04796 | 0.0051564 | 0.0021852 | 0.0023404 | B: Carbon dioxide, fossil // aggmarket for copper, cathode () [GLO] | 3.7475 |  |  | Carbon dioxide, fossil | (0, 370) | ('ecoinvent-3.10.1-biosphere', '349b29d1-3e58-4c66-98b9-9d1a076efd2e') | 3.7475 | 4.3692 | 3.1257 |  | ('agg_ei310_SSP2_PkBudg1000_2037', 'ec58250cd5af4a22bbcdc11e5e18d128') |  |  | GLO | aggmarket for copper, cathode | biosphere | 5
72 | B: Carbon dioxide, fossil // aggmarket for copper, cathode () [GLO] | 0.04796 | 0.0051564 | 0.0021852 | 0.0023404 | B: Carbon dioxide, fossil // aggmarket for copper, cathode () [GLO] | 3.4072 |  |  | Carbon dioxide, fossil | (0, 409) | ('ecoinvent-3.10.1-biosphere', '349b29d1-3e58-4c66-98b9-9d1a076efd2e') | 3.4072 | 4.0886 | 2.7257 |  | ('agg_ei310_SSP2_PkBudg1000_2040', 'bc0b9b32c1884a3c987622735fcea776') |  |  | GLO | aggmarket for copper, cathode | biosphere | 5
73 | T: FROM aggLand cable, epr insulated, copper, 11kV [GLO] TO agggrid_PkBudg1000_2030 () [GLO] | 0.047602 | 0.0059782 | 0.0042986 | 0.0022184 | T: FROM aggLand cable, epr insulated, copper, 11kV [GLO] TO agggrid_PkBudg1000_2030 () [GLO] | 8560.1404 | (1 - share_oh_mv_2025) * (1 - share_al_mv_2025) * 41997.5 | GLO | aggLand cable, epr insulated, copper, 11kV | (770, 981) | ('agg_grid_components_PkBudg1000_2025', '3fccfe25a97c413d9a564271bfd559bd') | 8560.1404 | 9396.6996 | 7723.5813 | 8560.1404 | ('agg_grid_expansion_prospective', '5d46f4b231034e8380e9bcfec3d78329') |  |  | GLO | agggrid_PkBudg1000_2030 | technosphere | 5
74 | T: FROM aggOverhead line, 150kV [GLO] TO agggrid_PkBudg1000_2037 () [GLO] | 0.047153 | 0.0057119 | 0.0056321 | 0.0024713 | T: FROM aggOverhead line, 150kV [GLO] TO agggrid_PkBudg1000_2037 () [GLO] | 3831.1503 | share_oh_hv_2035 * 4043.857142857143 | GLO | aggOverhead line, 150kV | (799, 973) | ('agg_grid_components_PkBudg1000_2035', 'c1468b238082486d94d81ddf07c57efc') | 3831.1503 | 4388.4085 | 3273.892 | 3831.1503 | ('agg_grid_expansion_prospective', '9f4cdb0668764da6a3fcd35c8260e97b') |  |  | GLO | agggrid_PkBudg1000_2037 | technosphere | 5
75 | T: FROM aggLand cable, oil insulated, copper, HVDC [GLO] TO agggrid_PkBudg1000_2025 () [GLO] | 0.047116 | 0.0057854 | 0.0033707 | 0.0022229 | T: FROM aggLand cable, oil insulated, copper, HVDC [GLO] TO agggrid_PkBudg1000_2025 () [GLO] | 2373.9143 | (1 - share_oh_ehv_dc_2023) * 2498.857142857142 | GLO | aggLand cable, oil insulated, copper, HVDC | (738, 974) | ('agg_grid_components_PkBudg1000_2023', '6c4975266d224a0486763eb3df46c033') | 2373.9143 | 2524.9816 | 2222.847 | 2373.9143 | ('agg_grid_expansion_prospective', 'd728be03c16a4a5ebff6d18d415056e0') |  |  | GLO | agggrid_PkBudg1000_2025 | technosphere | 5
76 | T: FROM aggLand cable, vpe insulated, aluminium, 0.4kV [GLO] TO agggrid_PkBudg1000_2025 () [GLO] | 0.04701 | 0.0050794 | 0.0033526 | 0.0019287 | T: FROM aggLand cable, vpe insulated, aluminium, 0.4kV [GLO] TO agggrid_PkBudg1000_2025 () [GLO] | 37610.1089 | (1 - share_oh_lv_2023) * share_al_lv_2023 * 53644.428571428565 | GLO | aggLand cable, vpe insulated, aluminium, 0.4kV | (739, 974) | ('agg_grid_components_PkBudg1000_2023', 'b735b13b07ea43988197efad327efa01') | 37610.1089 | 40003.4794 | 35216.7383 | 37610.1089 | ('agg_grid_expansion_prospective', 'd728be03c16a4a5ebff6d18d415056e0') |  |  | GLO | agggrid_PkBudg1000_2025 | technosphere | 5
77 | B: Carbon dioxide, fossil // aggmarket for copper, cathode () [GLO] | 0.0467 | 0.005768 | 0.0036354 | 0.002182 | B: Carbon dioxide, fossil // aggmarket for copper, cathode () [GLO] | 5.9951 |  |  | Carbon dioxide, fossil | (0, 19) | ('ecoinvent-3.10.1-biosphere', '349b29d1-3e58-4c66-98b9-9d1a076efd2e') | 5.9951 | 6.3766 | 5.6136 |  | ('agg_ei310_SSP2_NPi_2023', 'e57e438a898547dd91e87200d54a1234') |  |  | GLO | aggmarket for copper, cathode | biosphere | 5
78 | B: Carbon dioxide, fossil // aggmarket for copper, cathode () [GLO] | 0.0467 | 0.005768 | 0.0036354 | 0.002182 | B: Carbon dioxide, fossil // aggmarket for copper, cathode () [GLO] | 5.7497 |  |  | Carbon dioxide, fossil | (0, 253) | ('ecoinvent-3.10.1-biosphere', '349b29d1-3e58-4c66-98b9-9d1a076efd2e') | 5.7497 | 6.3116 | 5.1878 |  | ('agg_ei310_SSP2_PkBudg1000_2025', '5eaf32d6305a47ee8356d8d40e980c0a') |  |  | GLO | aggmarket for copper, cathode | biosphere | 5
79 | B: Carbon dioxide, fossil // aggmarket for copper, cathode () [GLO] | 0.0467 | 0.005768 | 0.0036354 | 0.002182 | B: Carbon dioxide, fossil // aggmarket for copper, cathode () [GLO] | 4.8258 |  |  | Carbon dioxide, fossil | (0, 292) | ('ecoinvent-3.10.1-biosphere', '349b29d1-3e58-4c66-98b9-9d1a076efd2e') | 4.8258 | 5.4619 | 4.1897 |  | ('agg_ei310_SSP2_PkBudg1000_2030', '3c8b6f08f7f2447da371ca5e4c91caf7') |  |  | GLO | aggmarket for copper, cathode | biosphere | 5
80 | B: Carbon dioxide, fossil // aggmarket for copper, cathode () [GLO] | 0.0467 | 0.005768 | 0.0036354 | 0.002182 | B: Carbon dioxide, fossil // aggmarket for copper, cathode () [GLO] | 3.9748 |  |  | Carbon dioxide, fossil | (0, 331) | ('ecoinvent-3.10.1-biosphere', '349b29d1-3e58-4c66-98b9-9d1a076efd2e') | 3.9748 | 4.553 | 3.3967 |  | ('agg_ei310_SSP2_PkBudg1000_2035', 'a19549dadb0c401c8962004e9c6f36a3') |  |  | GLO | aggmarket for copper, cathode | biosphere | 5
81 | B: Carbon dioxide, fossil // aggmarket for copper, cathode () [GLO] | 0.0467 | 0.005768 | 0.0036354 | 0.002182 | B: Carbon dioxide, fossil // aggmarket for copper, cathode () [GLO] | 3.7475 |  |  | Carbon dioxide, fossil | (0, 370) | ('ecoinvent-3.10.1-biosphere', '349b29d1-3e58-4c66-98b9-9d1a076efd2e') | 3.7475 | 4.3692 | 3.1257 |  | ('agg_ei310_SSP2_PkBudg1000_2037', 'ec58250cd5af4a22bbcdc11e5e18d128') |  |  | GLO | aggmarket for copper, cathode | biosphere | 5
82 | B: Carbon dioxide, fossil // aggmarket for copper, cathode () [GLO] | 0.0467 | 0.005768 | 0.0036354 | 0.002182 | B: Carbon dioxide, fossil // aggmarket for copper, cathode () [GLO] | 3.4072 |  |  | Carbon dioxide, fossil | (0, 409) | ('ecoinvent-3.10.1-biosphere', '349b29d1-3e58-4c66-98b9-9d1a076efd2e') | 3.4072 | 4.0886 | 2.7257 |  | ('agg_ei310_SSP2_PkBudg1000_2040', 'bc0b9b32c1884a3c987622735fcea776') |  |  | GLO | aggmarket for copper, cathode | biosphere | 5
83 | B: Carbon dioxide, fossil // aggmarket for concrete, normal strength () [GLO] | 0.046629 | 0.0063384 | 0.0033975 | 0.0020186 | B: Carbon dioxide, fossil // aggmarket for concrete, normal strength () [GLO] | 281.3721 |  |  | Carbon dioxide, fossil | (0, 258) | ('ecoinvent-3.10.1-biosphere', '349b29d1-3e58-4c66-98b9-9d1a076efd2e') | 281.3721 | 308.8698 | 253.8743 |  | ('agg_ei310_SSP2_PkBudg1000_2025', '41b5e39df28444e2b493a5b8cc34b9ea') |  |  | GLO | aggmarket for concrete, normal strength | biosphere | 5
84 | B: Carbon dioxide, fossil // aggmarket for concrete, normal strength () [GLO] | 0.046629 | 0.0063384 | 0.0033975 | 0.0020186 | B: Carbon dioxide, fossil // aggmarket for concrete, normal strength () [GLO] | 268.7269 |  |  | Carbon dioxide, fossil | (0, 297) | ('ecoinvent-3.10.1-biosphere', '349b29d1-3e58-4c66-98b9-9d1a076efd2e') | 268.7269 | 304.15 | 233.3038 |  | ('agg_ei310_SSP2_PkBudg1000_2030', '5b11df1e4eab4f1eb8878888777e0919') |  |  | GLO | aggmarket for concrete, normal strength | biosphere | 5
85 | T: FROM aggmarket for aluminium, wrought alloy [GLO] TO aggLand cable, vpe insulated, aluminium, 0.4kV () [GLO] | 0.046221 | 0.005972 | 0.0029975 | 0.002137 | T: FROM aggmarket for aluminium, wrought alloy [GLO] TO aggLand cable, vpe insulated, aluminium, 0.4kV () [GLO] | 981 |  | GLO | aggmarket for aluminium, wrought alloy | (250, 767) | ('agg_ei310_SSP2_PkBudg1000_2025', '67e70ba9a19041fb8e88a8b6b64ae57c') | 981 | 1003.2955 | 958.7045 |  | ('agg_grid_components_PkBudg1000_2025', 'acd3283eee314edaa28cd564fdb9af12') |  |  | GLO | aggLand cable, vpe insulated, aluminium, 0.4kV | technosphere | 5
86 | T: FROM aggmarket for aluminium, wrought alloy [GLO] TO aggLand cable, vpe insulated, aluminium, 0.4kV () [GLO] | 0.046221 | 0.005972 | 0.0029975 | 0.002137 | T: FROM aggmarket for aluminium, wrought alloy [GLO] TO aggLand cable, vpe insulated, aluminium, 0.4kV () [GLO] | 981 |  | GLO | aggmarket for aluminium, wrought alloy | (289, 779) | ('agg_ei310_SSP2_PkBudg1000_2030', '726f2fb39ce04505a662ffa119e77dad') | 981 | 1012.2136 | 949.7864 |  | ('agg_grid_components_PkBudg1000_2030', '919804d67e5e44a494028c009f856b20') |  |  | GLO | aggLand cable, vpe insulated, aluminium, 0.4kV | technosphere | 5
87 | T: FROM aggmarket for aluminium, wrought alloy [GLO] TO aggLand cable, vpe insulated, aluminium, 0.4kV () [GLO] | 0.046221 | 0.005972 | 0.0029975 | 0.002137 | T: FROM aggmarket for aluminium, wrought alloy [GLO] TO aggLand cable, vpe insulated, aluminium, 0.4kV () [GLO] | 981 |  | GLO | aggmarket for aluminium, wrought alloy | (406, 850) | ('agg_ei310_SSP2_PkBudg1000_2040', 'c3016a1da13543749edcb168a855167b') | 981 | 1030.05 | 931.95 |  | ('agg_grid_components_PkBudg1000_2040', '2db71906d5e244fbbd26ed4cf5f8d017') |  |  | GLO | aggLand cable, vpe insulated, aluminium, 0.4kV | technosphere | 5
88 | T: FROM aggmarket for aluminium, wrought alloy [GLO] TO aggLand cable, vpe insulated, aluminium, 0.4kV () [GLO] | 0.046221 | 0.005972 | 0.0029975 | 0.002137 | T: FROM aggmarket for aluminium, wrought alloy [GLO] TO aggLand cable, vpe insulated, aluminium, 0.4kV () [GLO] | 981 |  | GLO | aggmarket for aluminium, wrought alloy | (16, 739) | ('agg_ei310_SSP2_NPi_2023', 'a46912b51d2d49fca0bdc2215d0c710c') | 981 | 994.3773 | 967.6227 |  | ('agg_grid_components_PkBudg1000_2023', 'b735b13b07ea43988197efad327efa01') |  |  | GLO | aggLand cable, vpe insulated, aluminium, 0.4kV | technosphere | 5
89 | T: FROM aggmarket for aluminium, wrought alloy [GLO] TO aggLand cable, vpe insulated, aluminium, 0.4kV () [GLO] | 0.046221 | 0.005972 | 0.0029975 | 0.002137 | T: FROM aggmarket for aluminium, wrought alloy [GLO] TO aggLand cable, vpe insulated, aluminium, 0.4kV () [GLO] | 981 |  | GLO | aggmarket for aluminium, wrought alloy | (367, 829) | ('agg_ei310_SSP2_PkBudg1000_2037', 'dbf1bd8c20b54d79a26ea9c65d8235d8') | 981 | 1021.1318 | 940.8682 |  | ('agg_grid_components_PkBudg1000_2037', '6881c836e41a481e8c4c866ded3a334f') |  |  | GLO | aggLand cable, vpe insulated, aluminium, 0.4kV | technosphere | 5
90 | T: FROM aggmarket for steel, unalloyed [GLO] TO aggOverhead line, 400kV () [GLO] | 0.046137 | 0.0052607 | 0.0044282 | 0.0022258 | T: FROM aggmarket for steel, unalloyed [GLO] TO aggOverhead line, 400kV () [GLO] | 69242 |  | GLO | aggmarket for steel, unalloyed | (248, 765) | ('agg_ei310_SSP2_PkBudg1000_2025', '1ec70e28d7a642d9bd088df777e46040') | 69242 | 70815.6818 | 67668.3182 |  | ('agg_grid_components_PkBudg1000_2025', 'b9ba6973922a4117b1652f36a4904ea8') |  |  | GLO | aggOverhead line, 400kV | technosphere | 5
91 | T: FROM aggmarket for steel, unalloyed [GLO] TO aggOverhead line, 400kV () [GLO] | 0.046137 | 0.0052607 | 0.0044282 | 0.0022258 | T: FROM aggmarket for steel, unalloyed [GLO] TO aggOverhead line, 400kV () [GLO] | 69242 |  | GLO | aggmarket for steel, unalloyed | (287, 777) | ('agg_ei310_SSP2_PkBudg1000_2030', '1d7b5dc2d361409ea3d2fcb83ce8bcef') | 69242 | 71445.1545 | 67038.8455 |  | ('agg_grid_components_PkBudg1000_2030', 'fffb3ce7122f464aa6f4b18fd36609f0') |  |  | GLO | aggOverhead line, 400kV | technosphere | 5
92 | T: FROM aggmarket for steel, unalloyed [GLO] TO aggOverhead line, 400kV () [GLO] | 0.046137 | 0.0052607 | 0.0044282 | 0.0022258 | T: FROM aggmarket for steel, unalloyed [GLO] TO aggOverhead line, 400kV () [GLO] | 69242 |  | GLO | aggmarket for steel, unalloyed | (14, 742) | ('agg_ei310_SSP2_NPi_2023', 'e6fd6695631b429cb5062bc39f4dac6d') | 69242 | 70186.2091 | 68297.7909 |  | ('agg_grid_components_PkBudg1000_2023', '7683ca3ca7fa4049a42f539736607d1f') |  |  | GLO | aggOverhead line, 400kV | technosphere | 5
93 | T: FROM aggLand cable, vpe insulated, aluminium, 0.4kV [GLO] TO agggrid_PkBudg1000_2035 () [GLO] | 0.046078 | 0.0055942 | 0.0024089 | 0.0021176 | T: FROM aggLand cable, vpe insulated, aluminium, 0.4kV [GLO] TO agggrid_PkBudg1000_2035 () [GLO] | 94025.2722 | (1 - share_oh_lv_2030) * share_al_lv_2030 * 134111.07142857142 | GLO | aggLand cable, vpe insulated, aluminium, 0.4kV | (779, 980) | ('agg_grid_components_PkBudg1000_2030', '919804d67e5e44a494028c009f856b20') | 94025.2722 | 106419.5126 | 81631.0318 | 94025.2722 | ('agg_grid_expansion_prospective', 'b9e4467613ca4899abaffa0d7fa4e57a') |  |  | GLO | agggrid_PkBudg1000_2035 | technosphere | 5
94 | T: FROM aggOverhead line, 150kV [GLO] TO agggrid_PkBudg1000_2030 () [GLO] | 0.04585 | 0.0053114 | 0.0015414 | 0.0021233 | T: FROM aggOverhead line, 150kV [GLO] TO agggrid_PkBudg1000_2030 () [GLO] | 9577.8756 | share_oh_hv_2025 * 10109.642857142857 | GLO | aggOverhead line, 150kV | (772, 981) | ('agg_grid_components_PkBudg1000_2025', '06aafe74615d4c6ba90d84aabcdfcae7') | 9577.8756 | 10513.8953 | 8641.856 | 9577.8756 | ('agg_grid_expansion_prospective', '5d46f4b231034e8380e9bcfec3d78329') |  |  | GLO | agggrid_PkBudg1000_2030 | technosphere | 5
95 | T: FROM aggmarket for aluminium, wrought alloy [GLO] TO aggOverhead line, 150kV () [GLO] | 0.045819 | 0.0050096 | 0.0030406 | 0.0022928 | T: FROM aggmarket for aluminium, wrought alloy [GLO] TO aggOverhead line, 150kV () [GLO] | 7300 |  | GLO | aggmarket for aluminium, wrought alloy | (250, 772) | ('agg_ei310_SSP2_PkBudg1000_2025', '67e70ba9a19041fb8e88a8b6b64ae57c') | 7300 | 7465.9091 | 7134.0909 |  | ('agg_grid_components_PkBudg1000_2025', '06aafe74615d4c6ba90d84aabcdfcae7') |  |  | GLO | aggOverhead line, 150kV | technosphere | 5
96 | T: FROM aggmarket for aluminium, wrought alloy [GLO] TO aggOverhead line, 150kV () [GLO] | 0.045819 | 0.0050096 | 0.0030406 | 0.0022928 | T: FROM aggmarket for aluminium, wrought alloy [GLO] TO aggOverhead line, 150kV () [GLO] | 7300 |  | GLO | aggmarket for aluminium, wrought alloy | (289, 776) | ('agg_ei310_SSP2_PkBudg1000_2030', '726f2fb39ce04505a662ffa119e77dad') | 7300 | 7532.2727 | 7067.7273 |  | ('agg_grid_components_PkBudg1000_2030', 'e8e4b21fee024534832826d07c413613') |  |  | GLO | aggOverhead line, 150kV | technosphere | 5
97 | T: FROM aggmarket for aluminium, wrought alloy [GLO] TO aggOverhead line, 150kV () [GLO] | 0.045819 | 0.0050096 | 0.0030406 | 0.0022928 | T: FROM aggmarket for aluminium, wrought alloy [GLO] TO aggOverhead line, 150kV () [GLO] | 7300 |  | GLO | aggmarket for aluminium, wrought alloy | (406, 849) | ('agg_ei310_SSP2_PkBudg1000_2040', 'c3016a1da13543749edcb168a855167b') | 7300 | 7665 | 6935 |  | ('agg_grid_components_PkBudg1000_2040', 'ddb360e31f1444c9abe4c38c2421f562') |  |  | GLO | aggOverhead line, 150kV | technosphere | 5
98 | T: FROM aggmarket for aluminium, wrought alloy [GLO] TO aggOverhead line, 150kV () [GLO] | 0.045819 | 0.0050096 | 0.0030406 | 0.0022928 | T: FROM aggmarket for aluminium, wrought alloy [GLO] TO aggOverhead line, 150kV () [GLO] | 7300 |  | GLO | aggmarket for aluminium, wrought alloy | (16, 745) | ('agg_ei310_SSP2_NPi_2023', 'a46912b51d2d49fca0bdc2215d0c710c') | 7300 | 7399.5455 | 7200.4545 |  | ('agg_grid_components_PkBudg1000_2023', '622293640d1247d898f76c6624bb5c0e') |  |  | GLO | aggOverhead line, 150kV | technosphere | 5
99 | T: FROM aggLand cable, oil insulated, copper, HVDC [GLO] TO agggrid_PkBudg1000_2035 () [GLO] | 0.04563 | 0.0062245 | 0.0014288 | 0.0021667 | T: FROM aggLand cable, oil insulated, copper, HVDC [GLO] TO agggrid_PkBudg1000_2035 () [GLO] | 5934.7857 | (1 - share_oh_ehv_dc_2030) * 6247.142857142857 | GLO | aggLand cable, oil insulated, copper, HVDC | (788, 980) | ('agg_grid_components_PkBudg1000_2030', '4d97b68daea642f0b43ab0385b298e37') | 5934.7857 | 6717.0984 | 5152.4731 | 5934.7857 | ('agg_grid_expansion_prospective', 'b9e4467613ca4899abaffa0d7fa4e57a') |  |  | GLO | agggrid_PkBudg1000_2035 | technosphere | 5
100 | B: Carbon dioxide, fossil // aggmarket for copper, cathode () [GLO] | 0.045557 | 0.006261 | 0.004485 | 0.0023296 | B: Carbon dioxide, fossil // aggmarket for copper, cathode () [GLO] | 5.9951 |  |  | Carbon dioxide, fossil | (0, 19) | ('ecoinvent-3.10.1-biosphere', '349b29d1-3e58-4c66-98b9-9d1a076efd2e') | 5.9951 | 6.3766 | 5.6136 |  | ('agg_ei310_SSP2_NPi_2023', 'e57e438a898547dd91e87200d54a1234') |  |  | GLO | aggmarket for copper, cathode | biosphere | 5
101 | B: Carbon dioxide, fossil // aggmarket for copper, cathode () [GLO] | 0.045557 | 0.006261 | 0.004485 | 0.0023296 | B: Carbon dioxide, fossil // aggmarket for copper, cathode () [GLO] | 5.7497 |  |  | Carbon dioxide, fossil | (0, 253) | ('ecoinvent-3.10.1-biosphere', '349b29d1-3e58-4c66-98b9-9d1a076efd2e') | 5.7497 | 6.3116 | 5.1878 |  | ('agg_ei310_SSP2_PkBudg1000_2025', '5eaf32d6305a47ee8356d8d40e980c0a') |  |  | GLO | aggmarket for copper, cathode | biosphere | 5
102 | B: Carbon dioxide, fossil // aggmarket for copper, cathode () [GLO] | 0.045557 | 0.006261 | 0.004485 | 0.0023296 | B: Carbon dioxide, fossil // aggmarket for copper, cathode () [GLO] | 4.8258 |  |  | Carbon dioxide, fossil | (0, 292) | ('ecoinvent-3.10.1-biosphere', '349b29d1-3e58-4c66-98b9-9d1a076efd2e') | 4.8258 | 5.4619 | 4.1897 |  | ('agg_ei310_SSP2_PkBudg1000_2030', '3c8b6f08f7f2447da371ca5e4c91caf7') |  |  | GLO | aggmarket for copper, cathode | biosphere | 5
103 | B: Carbon dioxide, fossil // aggmarket for copper, cathode () [GLO] | 0.045557 | 0.006261 | 0.004485 | 0.0023296 | B: Carbon dioxide, fossil // aggmarket for copper, cathode () [GLO] | 3.9748 |  |  | Carbon dioxide, fossil | (0, 331) | ('ecoinvent-3.10.1-biosphere', '349b29d1-3e58-4c66-98b9-9d1a076efd2e') | 3.9748 | 4.553 | 3.3967 |  | ('agg_ei310_SSP2_PkBudg1000_2035', 'a19549dadb0c401c8962004e9c6f36a3') |  |  | GLO | aggmarket for copper, cathode | biosphere | 5
104 | B: Carbon dioxide, fossil // aggmarket for copper, cathode () [GLO] | 0.045557 | 0.006261 | 0.004485 | 0.0023296 | B: Carbon dioxide, fossil // aggmarket for copper, cathode () [GLO] | 3.7475 |  |  | Carbon dioxide, fossil | (0, 370) | ('ecoinvent-3.10.1-biosphere', '349b29d1-3e58-4c66-98b9-9d1a076efd2e') | 3.7475 | 4.3692 | 3.1257 |  | ('agg_ei310_SSP2_PkBudg1000_2037', 'ec58250cd5af4a22bbcdc11e5e18d128') |  |  | GLO | aggmarket for copper, cathode | biosphere | 5
105 | B: Carbon dioxide, fossil // aggmarket for copper, cathode () [GLO] | 0.045557 | 0.006261 | 0.004485 | 0.0023296 | B: Carbon dioxide, fossil // aggmarket for copper, cathode () [GLO] | 3.4072 |  |  | Carbon dioxide, fossil | (0, 409) | ('ecoinvent-3.10.1-biosphere', '349b29d1-3e58-4c66-98b9-9d1a076efd2e') | 3.4072 | 4.0886 | 2.7257 |  | ('agg_ei310_SSP2_PkBudg1000_2040', 'bc0b9b32c1884a3c987622735fcea776') |  |  | GLO | aggmarket for copper, cathode | biosphere | 5
106 | B: Carbon dioxide, fossil // aggmarket for aluminium, wrought alloy () [GLO] | 0.044756 | 0.0065584 | 0.0027932 | 0.0021791 | B: Carbon dioxide, fossil // aggmarket for aluminium, wrought alloy () [GLO] | 11.2059 |  |  | Carbon dioxide, fossil | (0, 16) | ('ecoinvent-3.10.1-biosphere', '349b29d1-3e58-4c66-98b9-9d1a076efd2e') | 11.2059 | 11.919 | 10.4928 |  | ('agg_ei310_SSP2_NPi_2023', 'a46912b51d2d49fca0bdc2215d0c710c') |  |  | GLO | aggmarket for aluminium, wrought alloy | biosphere | 5
107 | B: Carbon dioxide, fossil // aggmarket for aluminium, wrought alloy () [GLO] | 0.044756 | 0.0065584 | 0.0027932 | 0.0021791 | B: Carbon dioxide, fossil // aggmarket for aluminium, wrought alloy () [GLO] | 10.2458 |  |  | Carbon dioxide, fossil | (0, 250) | ('ecoinvent-3.10.1-biosphere', '349b29d1-3e58-4c66-98b9-9d1a076efd2e') | 10.2458 | 11.2471 | 9.2445 |  | ('agg_ei310_SSP2_PkBudg1000_2025', '67e70ba9a19041fb8e88a8b6b64ae57c') |  |  | GLO | aggmarket for aluminium, wrought alloy | biosphere | 5
108 | B: Carbon dioxide, fossil // aggmarket for aluminium, wrought alloy () [GLO] | 0.044756 | 0.0065584 | 0.0027932 | 0.0021791 | B: Carbon dioxide, fossil // aggmarket for aluminium, wrought alloy () [GLO] | 7.6467 |  |  | Carbon dioxide, fossil | (0, 289) | ('ecoinvent-3.10.1-biosphere', '349b29d1-3e58-4c66-98b9-9d1a076efd2e') | 7.6467 | 8.6547 | 6.6387 |  | ('agg_ei310_SSP2_PkBudg1000_2030', '726f2fb39ce04505a662ffa119e77dad') |  |  | GLO | aggmarket for aluminium, wrought alloy | biosphere | 5
109 | B: Carbon dioxide, fossil // aggmarket for aluminium, wrought alloy () [GLO] | 0.044756 | 0.0065584 | 0.0027932 | 0.0021791 | B: Carbon dioxide, fossil // aggmarket for aluminium, wrought alloy () [GLO] | 5.5929 |  |  | Carbon dioxide, fossil | (0, 328) | ('ecoinvent-3.10.1-biosphere', '349b29d1-3e58-4c66-98b9-9d1a076efd2e') | 5.5929 | 6.4065 | 4.7794 |  | ('agg_ei310_SSP2_PkBudg1000_2035', 'ef4009c761e14a50a0710656c05a3847') |  |  | GLO | aggmarket for aluminium, wrought alloy | biosphere | 5
110 | B: Carbon dioxide, fossil // aggmarket for aluminium, wrought alloy () [GLO] | 0.044756 | 0.0065584 | 0.0027932 | 0.0021791 | B: Carbon dioxide, fossil // aggmarket for aluminium, wrought alloy () [GLO] | 5.1613 |  |  | Carbon dioxide, fossil | (0, 367) | ('ecoinvent-3.10.1-biosphere', '349b29d1-3e58-4c66-98b9-9d1a076efd2e') | 5.1613 | 6.0176 | 4.305 |  | ('agg_ei310_SSP2_PkBudg1000_2037', 'dbf1bd8c20b54d79a26ea9c65d8235d8') |  |  | GLO | aggmarket for aluminium, wrought alloy | biosphere | 5
111 | B: Carbon dioxide, fossil // aggmarket for aluminium, wrought alloy () [GLO] | 0.044756 | 0.0065584 | 0.0027932 | 0.0021791 | B: Carbon dioxide, fossil // aggmarket for aluminium, wrought alloy () [GLO] | 4.5407 |  |  | Carbon dioxide, fossil | (0, 406) | ('ecoinvent-3.10.1-biosphere', '349b29d1-3e58-4c66-98b9-9d1a076efd2e') | 4.5407 | 5.4489 | 3.6326 |  | ('agg_ei310_SSP2_PkBudg1000_2040', 'c3016a1da13543749edcb168a855167b') |  |  | GLO | aggmarket for aluminium, wrought alloy | biosphere | 5
112 | B: Carbon dioxide, fossil // aggmarket for steel, unalloyed () [GLO] | 0.044729 | 0.0066796 | 0.0032502 | 0.0022752 | B: Carbon dioxide, fossil // aggmarket for steel, unalloyed () [GLO] | 2.1895 |  |  | Carbon dioxide, fossil | (0, 14) | ('ecoinvent-3.10.1-biosphere', '349b29d1-3e58-4c66-98b9-9d1a076efd2e') | 2.1895 | 2.3288 | 2.0502 |  | ('agg_ei310_SSP2_NPi_2023', 'e6fd6695631b429cb5062bc39f4dac6d') |  |  | GLO | aggmarket for steel, unalloyed | biosphere | 5
113 | B: Carbon dioxide, fossil // aggmarket for steel, unalloyed () [GLO] | 0.044729 | 0.0066796 | 0.0032502 | 0.0022752 | B: Carbon dioxide, fossil // aggmarket for steel, unalloyed () [GLO] | 2.135 |  |  | Carbon dioxide, fossil | (0, 248) | ('ecoinvent-3.10.1-biosphere', '349b29d1-3e58-4c66-98b9-9d1a076efd2e') | 2.135 | 2.3437 | 1.9264 |  | ('agg_ei310_SSP2_PkBudg1000_2025', '1ec70e28d7a642d9bd088df777e46040') |  |  | GLO | aggmarket for steel, unalloyed | biosphere | 5
114 | B: Carbon dioxide, fossil // aggmarket for steel, unalloyed () [GLO] | 0.044729 | 0.0066796 | 0.0032502 | 0.0022752 | B: Carbon dioxide, fossil // aggmarket for steel, unalloyed () [GLO] | 1.8717 |  |  | Carbon dioxide, fossil | (0, 287) | ('ecoinvent-3.10.1-biosphere', '349b29d1-3e58-4c66-98b9-9d1a076efd2e') | 1.8717 | 2.1184 | 1.6249 |  | ('agg_ei310_SSP2_PkBudg1000_2030', '1d7b5dc2d361409ea3d2fcb83ce8bcef') |  |  | GLO | aggmarket for steel, unalloyed | biosphere | 5
115 | B: Carbon dioxide, fossil // aggmarket for steel, unalloyed () [GLO] | 0.044729 | 0.0066796 | 0.0032502 | 0.0022752 | B: Carbon dioxide, fossil // aggmarket for steel, unalloyed () [GLO] | 1.6674 |  |  | Carbon dioxide, fossil | (0, 326) | ('ecoinvent-3.10.1-biosphere', '349b29d1-3e58-4c66-98b9-9d1a076efd2e') | 1.6674 | 1.9099 | 1.4248 |  | ('agg_ei310_SSP2_PkBudg1000_2035', '098c3006a8814547a95e5eaf71ee978f') |  |  | GLO | aggmarket for steel, unalloyed | biosphere | 5
116 | B: Carbon dioxide, fossil // aggmarket for steel, unalloyed () [GLO] | 0.044729 | 0.0066796 | 0.0032502 | 0.0022752 | B: Carbon dioxide, fossil // aggmarket for steel, unalloyed () [GLO] | 1.5768 |  |  | Carbon dioxide, fossil | (0, 365) | ('ecoinvent-3.10.1-biosphere', '349b29d1-3e58-4c66-98b9-9d1a076efd2e') | 1.5768 | 1.8385 | 1.3152 |  | ('agg_ei310_SSP2_PkBudg1000_2037', '4e755dd55a8f45089df24dcaf507719f') |  |  | GLO | aggmarket for steel, unalloyed | biosphere | 5
117 | B: Carbon dioxide, fossil // aggmarket for steel, unalloyed () [GLO] | 0.044729 | 0.0066796 | 0.0032502 | 0.0022752 | B: Carbon dioxide, fossil // aggmarket for steel, unalloyed () [GLO] | 1.4336 |  |  | Carbon dioxide, fossil | (0, 404) | ('ecoinvent-3.10.1-biosphere', '349b29d1-3e58-4c66-98b9-9d1a076efd2e') | 1.4336 | 1.7203 | 1.1469 |  | ('agg_ei310_SSP2_PkBudg1000_2040', '081a2c2ba37949a6a0a643ea26fe5829') |  |  | GLO | aggmarket for steel, unalloyed | biosphere | 5
118 | B: Carbon dioxide, fossil // aggmarket for steel, low-alloyed () [GLO] | 0.044579 | 0.0054548 | 0.0034887 | 0.0024082 | B: Carbon dioxide, fossil // aggmarket for steel, low-alloyed () [GLO] | 2.3085 |  |  | Carbon dioxide, fossil | (0, 247) | ('ecoinvent-3.10.1-biosphere', '349b29d1-3e58-4c66-98b9-9d1a076efd2e') | 2.3085 | 2.5341 | 2.0829 |  | ('agg_ei310_SSP2_PkBudg1000_2025', '9f8e1ed752864750a883efe458964672') |  |  | GLO | aggmarket for steel, low-alloyed | biosphere | 5
119 | B: Carbon dioxide, fossil // aggmarket for steel, low-alloyed () [GLO] | 0.044579 | 0.0054548 | 0.0034887 | 0.0024082 | B: Carbon dioxide, fossil // aggmarket for steel, low-alloyed () [GLO] | 1.9957 |  |  | Carbon dioxide, fossil | (0, 286) | ('ecoinvent-3.10.1-biosphere', '349b29d1-3e58-4c66-98b9-9d1a076efd2e') | 1.9957 | 2.2587 | 1.7326 |  | ('agg_ei310_SSP2_PkBudg1000_2030', '81ae1c77362f4f38918505f476beb398') |  |  | GLO | aggmarket for steel, low-alloyed | biosphere | 5
120 | T: FROM aggmarket for copper, cathode [GLO] TO aggLand cable, epr insulated, copper, 11kV () [GLO] | 0.044528 | 0.0058336 | 0.0033057 | 0.0020829 | T: FROM aggmarket for copper, cathode [GLO] TO aggLand cable, epr insulated, copper, 11kV () [GLO] | 4663 |  | GLO | aggmarket for copper, cathode | (409, 847) | ('agg_ei310_SSP2_PkBudg1000_2040', 'bc0b9b32c1884a3c987622735fcea776') | 4663 | 4896.15 | 4429.85 |  | ('agg_grid_components_PkBudg1000_2040', 'd751e6b179db4ce09a7e2afff84ed604') |  |  | GLO | aggLand cable, epr insulated, copper, 11kV | technosphere | 5
121 | T: FROM aggmarket for copper, cathode [GLO] TO aggLand cable, epr insulated, copper, 11kV () [GLO] | 0.044528 | 0.0058336 | 0.0033057 | 0.0020829 | T: FROM aggmarket for copper, cathode [GLO] TO aggLand cable, epr insulated, copper, 11kV () [GLO] | 4663 |  | GLO | aggmarket for copper, cathode | (253, 770) | ('agg_ei310_SSP2_PkBudg1000_2025', '5eaf32d6305a47ee8356d8d40e980c0a') | 4663 | 4768.9773 | 4557.0227 |  | ('agg_grid_components_PkBudg1000_2025', '3fccfe25a97c413d9a564271bfd559bd') |  |  | GLO | aggLand cable, epr insulated, copper, 11kV | technosphere | 5
122 | T: FROM aggmarket for steel, unalloyed [GLO] TO aggOverhead line, 150kV () [GLO] | 0.043965 | 0.0067984 | 0.0055727 | 0.0020726 | T: FROM aggmarket for steel, unalloyed [GLO] TO aggOverhead line, 150kV () [GLO] | 24852 |  | GLO | aggmarket for steel, unalloyed | (248, 772) | ('agg_ei310_SSP2_PkBudg1000_2025', '1ec70e28d7a642d9bd088df777e46040') | 24852 | 25416.8182 | 24287.1818 |  | ('agg_grid_components_PkBudg1000_2025', '06aafe74615d4c6ba90d84aabcdfcae7') |  |  | GLO | aggOverhead line, 150kV | technosphere | 5
123 | T: FROM aggmarket for steel, unalloyed [GLO] TO aggOverhead line, 150kV () [GLO] | 0.043965 | 0.0067984 | 0.0055727 | 0.0020726 | T: FROM aggmarket for steel, unalloyed [GLO] TO aggOverhead line, 150kV () [GLO] | 24852 |  | GLO | aggmarket for steel, unalloyed | (287, 776) | ('agg_ei310_SSP2_PkBudg1000_2030', '1d7b5dc2d361409ea3d2fcb83ce8bcef') | 24852 | 25642.7455 | 24061.2545 |  | ('agg_grid_components_PkBudg1000_2030', 'e8e4b21fee024534832826d07c413613') |  |  | GLO | aggOverhead line, 150kV | technosphere | 5
124 | T: FROM aggmarket for steel, unalloyed [GLO] TO aggOverhead line, 150kV () [GLO] | 0.043965 | 0.0067984 | 0.0055727 | 0.0020726 | T: FROM aggmarket for steel, unalloyed [GLO] TO aggOverhead line, 150kV () [GLO] | 24852 |  | GLO | aggmarket for steel, unalloyed | (404, 849) | ('agg_ei310_SSP2_PkBudg1000_2040', '081a2c2ba37949a6a0a643ea26fe5829') | 24852 | 26094.6 | 23609.4 |  | ('agg_grid_components_PkBudg1000_2040', 'ddb360e31f1444c9abe4c38c2421f562') |  |  | GLO | aggOverhead line, 150kV | technosphere | 5
125 | T: FROM aggmarket for steel, unalloyed [GLO] TO aggOverhead line, 400kV () [GLO] | 0.043355 | 0.0053514 | 0.0029248 | 0.0022566 | T: FROM aggmarket for steel, unalloyed [GLO] TO aggOverhead line, 400kV () [GLO] | 69242 |  | GLO | aggmarket for steel, unalloyed | (248, 765) | ('agg_ei310_SSP2_PkBudg1000_2025', '1ec70e28d7a642d9bd088df777e46040') | 69242 | 70815.6818 | 67668.3182 |  | ('agg_grid_components_PkBudg1000_2025', 'b9ba6973922a4117b1652f36a4904ea8') |  |  | GLO | aggOverhead line, 400kV | technosphere | 5
126 | T: FROM aggmarket for steel, unalloyed [GLO] TO aggOverhead line, 400kV () [GLO] | 0.043355 | 0.0053514 | 0.0029248 | 0.0022566 | T: FROM aggmarket for steel, unalloyed [GLO] TO aggOverhead line, 400kV () [GLO] | 69242 |  | GLO | aggmarket for steel, unalloyed | (287, 777) | ('agg_ei310_SSP2_PkBudg1000_2030', '1d7b5dc2d361409ea3d2fcb83ce8bcef') | 69242 | 71445.1545 | 67038.8455 |  | ('agg_grid_components_PkBudg1000_2030', 'fffb3ce7122f464aa6f4b18fd36609f0') |  |  | GLO | aggOverhead line, 400kV | technosphere | 5
127 | T: FROM aggmarket for steel, unalloyed [GLO] TO aggOverhead line, 400kV () [GLO] | 0.043355 | 0.0053514 | 0.0029248 | 0.0022566 | T: FROM aggmarket for steel, unalloyed [GLO] TO aggOverhead line, 400kV () [GLO] | 69242 |  | GLO | aggmarket for steel, unalloyed | (14, 742) | ('agg_ei310_SSP2_NPi_2023', 'e6fd6695631b429cb5062bc39f4dac6d') | 69242 | 70186.2091 | 68297.7909 |  | ('agg_grid_components_PkBudg1000_2023', '7683ca3ca7fa4049a42f539736607d1f') |  |  | GLO | aggOverhead line, 400kV | technosphere | 5
128 | T: FROM aggmarket for aluminium, wrought alloy [GLO] TO aggOverhead line, 400kV () [GLO] | 0.042891 | 0.0056052 | 0.0053667 | 0.0022886 | T: FROM aggmarket for aluminium, wrought alloy [GLO] TO aggOverhead line, 400kV () [GLO] | 18466 |  | GLO | aggmarket for aluminium, wrought alloy | (250, 765) | ('agg_ei310_SSP2_PkBudg1000_2025', '67e70ba9a19041fb8e88a8b6b64ae57c') | 18466 | 18885.6818 | 18046.3182 |  | ('agg_grid_components_PkBudg1000_2025', 'b9ba6973922a4117b1652f36a4904ea8') |  |  | GLO | aggOverhead line, 400kV | technosphere | 5
129 | T: FROM aggmarket for aluminium, wrought alloy [GLO] TO aggOverhead line, 400kV () [GLO] | 0.042891 | 0.0056052 | 0.0053667 | 0.0022886 | T: FROM aggmarket for aluminium, wrought alloy [GLO] TO aggOverhead line, 400kV () [GLO] | 18466 |  | GLO | aggmarket for aluminium, wrought alloy | (289, 777) | ('agg_ei310_SSP2_PkBudg1000_2030', '726f2fb39ce04505a662ffa119e77dad') | 18466 | 19053.5545 | 17878.4455 |  | ('agg_grid_components_PkBudg1000_2030', 'fffb3ce7122f464aa6f4b18fd36609f0') |  |  | GLO | aggOverhead line, 400kV | technosphere | 5
130 | T: FROM aggmarket for aluminium, wrought alloy [GLO] TO aggOverhead line, 400kV () [GLO] | 0.042891 | 0.0056052 | 0.0053667 | 0.0022886 | T: FROM aggmarket for aluminium, wrought alloy [GLO] TO aggOverhead line, 400kV () [GLO] | 18466 |  | GLO | aggmarket for aluminium, wrought alloy | (16, 742) | ('agg_ei310_SSP2_NPi_2023', 'a46912b51d2d49fca0bdc2215d0c710c') | 18466 | 18717.8091 | 18214.1909 |  | ('agg_grid_components_PkBudg1000_2023', '7683ca3ca7fa4049a42f539736607d1f') |  |  | GLO | aggOverhead line, 400kV | technosphere | 5
131 | T: FROM aggLand cable, oil insulated, copper, HVDC [GLO] TO agggrid_PkBudg1000_2045 () [GLO] | 0.042854 | 0.0055396 | 0.0041708 | 0.0021847 | T: FROM aggLand cable, oil insulated, copper, HVDC [GLO] TO agggrid_PkBudg1000_2045 () [GLO] | 2780.5312 | (1 - share_oh_ehv_dc_2040) * 2926.8749999999995 | GLO | aggLand cable, oil insulated, copper, HVDC | (836, 967) | ('agg_grid_components_PkBudg1000_2040', '5fb7e4fc29c44c3aa0459ef1bde7c526') | 2780.5312 | 3336.6375 | 2224.425 | 2780.5312 | ('agg_grid_expansion_prospective', 'ea80950b412043f99e1e7d7ba4fb53eb') |  |  | GLO | agggrid_PkBudg1000_2045 | technosphere | 5
132 | T: FROM aggmarket for aluminium, wrought alloy [GLO] TO aggOverhead line, 400kV () [GLO] | 0.042592 | 0.005574 | 0.0040181 | 0.0022109 | T: FROM aggmarket for aluminium, wrought alloy [GLO] TO aggOverhead line, 400kV () [GLO] | 18466 |  | GLO | aggmarket for aluminium, wrought alloy | (250, 765) | ('agg_ei310_SSP2_PkBudg1000_2025', '67e70ba9a19041fb8e88a8b6b64ae57c') | 18466 | 18885.6818 | 18046.3182 |  | ('agg_grid_components_PkBudg1000_2025', 'b9ba6973922a4117b1652f36a4904ea8') |  |  | GLO | aggOverhead line, 400kV | technosphere | 5
133 | T: FROM aggmarket for aluminium, wrought alloy [GLO] TO aggOverhead line, 400kV () [GLO] | 0.042592 | 0.005574 | 0.0040181 | 0.0022109 | T: FROM aggmarket for aluminium, wrought alloy [GLO] TO aggOverhead line, 400kV () [GLO] | 18466 |  | GLO | aggmarket for aluminium, wrought alloy | (289, 777) | ('agg_ei310_SSP2_PkBudg1000_2030', '726f2fb39ce04505a662ffa119e77dad') | 18466 | 19053.5545 | 17878.4455 |  | ('agg_grid_components_PkBudg1000_2030', 'fffb3ce7122f464aa6f4b18fd36609f0') |  |  | GLO | aggOverhead line, 400kV | technosphere | 5
134 | T: FROM aggmarket for aluminium, wrought alloy [GLO] TO aggOverhead line, 400kV () [GLO] | 0.042592 | 0.005574 | 0.0040181 | 0.0022109 | T: FROM aggmarket for aluminium, wrought alloy [GLO] TO aggOverhead line, 400kV () [GLO] | 18466 |  | GLO | aggmarket for aluminium, wrought alloy | (16, 742) | ('agg_ei310_SSP2_NPi_2023', 'a46912b51d2d49fca0bdc2215d0c710c') | 18466 | 18717.8091 | 18214.1909 |  | ('agg_grid_components_PkBudg1000_2023', '7683ca3ca7fa4049a42f539736607d1f') |  |  | GLO | aggOverhead line, 400kV | technosphere | 5
135 | B: Carbon dioxide, fossil // aggmarket for concrete, normal strength () [GLO] | 0.042432 | 0.005862 | 0.0029855 | 0.0022763 | B: Carbon dioxide, fossil // aggmarket for concrete, normal strength () [GLO] | 281.3721 |  |  | Carbon dioxide, fossil | (0, 258) | ('ecoinvent-3.10.1-biosphere', '349b29d1-3e58-4c66-98b9-9d1a076efd2e') | 281.3721 | 308.8698 | 253.8743 |  | ('agg_ei310_SSP2_PkBudg1000_2025', '41b5e39df28444e2b493a5b8cc34b9ea') |  |  | GLO | aggmarket for concrete, normal strength | biosphere | 5
136 | B: Carbon dioxide, fossil // aggmarket for concrete, normal strength () [GLO] | 0.042432 | 0.005862 | 0.0029855 | 0.0022763 | B: Carbon dioxide, fossil // aggmarket for concrete, normal strength () [GLO] | 268.7269 |  |  | Carbon dioxide, fossil | (0, 297) | ('ecoinvent-3.10.1-biosphere', '349b29d1-3e58-4c66-98b9-9d1a076efd2e') | 268.7269 | 304.15 | 233.3038 |  | ('agg_ei310_SSP2_PkBudg1000_2030', '5b11df1e4eab4f1eb8878888777e0919') |  |  | GLO | aggmarket for concrete, normal strength | biosphere | 5
137 | B: Carbon dioxide, fossil // aggmarket for steel, unalloyed () [GLO] | 0.042401 | 0.0059085 | 0.0021284 | 0.0024926 | B: Carbon dioxide, fossil // aggmarket for steel, unalloyed () [GLO] | 2.1895 |  |  | Carbon dioxide, fossil | (0, 14) | ('ecoinvent-3.10.1-biosphere', '349b29d1-3e58-4c66-98b9-9d1a076efd2e') | 2.1895 | 2.3288 | 2.0502 |  | ('agg_ei310_SSP2_NPi_2023', 'e6fd6695631b429cb5062bc39f4dac6d') |  |  | GLO | aggmarket for steel, unalloyed | biosphere | 5
138 | B: Carbon dioxide, fossil // aggmarket for steel, unalloyed () [GLO] | 0.042401 | 0.0059085 | 0.0021284 | 0.0024926 | B: Carbon dioxide, fossil // aggmarket for steel, unalloyed () [GLO] | 2.135 |  |  | Carbon dioxide, fossil | (0, 248) | ('ecoinvent-3.10.1-biosphere', '349b29d1-3e58-4c66-98b9-9d1a076efd2e') | 2.135 | 2.3437 | 1.9264 |  | ('agg_ei310_SSP2_PkBudg1000_2025', '1ec70e28d7a642d9bd088df777e46040') |  |  | GLO | aggmarket for steel, unalloyed | biosphere | 5
139 | B: Carbon dioxide, fossil // aggmarket for steel, unalloyed () [GLO] | 0.042401 | 0.0059085 | 0.0021284 | 0.0024926 | B: Carbon dioxide, fossil // aggmarket for steel, unalloyed () [GLO] | 1.8717 |  |  | Carbon dioxide, fossil | (0, 287) | ('ecoinvent-3.10.1-biosphere', '349b29d1-3e58-4c66-98b9-9d1a076efd2e') | 1.8717 | 2.1184 | 1.6249 |  | ('agg_ei310_SSP2_PkBudg1000_2030', '1d7b5dc2d361409ea3d2fcb83ce8bcef') |  |  | GLO | aggmarket for steel, unalloyed | biosphere | 5
140 | B: Carbon dioxide, fossil // aggmarket for steel, unalloyed () [GLO] | 0.042401 | 0.0059085 | 0.0021284 | 0.0024926 | B: Carbon dioxide, fossil // aggmarket for steel, unalloyed () [GLO] | 1.6674 |  |  | Carbon dioxide, fossil | (0, 326) | ('ecoinvent-3.10.1-biosphere', '349b29d1-3e58-4c66-98b9-9d1a076efd2e') | 1.6674 | 1.9099 | 1.4248 |  | ('agg_ei310_SSP2_PkBudg1000_2035', '098c3006a8814547a95e5eaf71ee978f') |  |  | GLO | aggmarket for steel, unalloyed | biosphere | 5
141 | B: Carbon dioxide, fossil // aggmarket for steel, unalloyed () [GLO] | 0.042401 | 0.0059085 | 0.0021284 | 0.0024926 | B: Carbon dioxide, fossil // aggmarket for steel, unalloyed () [GLO] | 1.5768 |  |  | Carbon dioxide, fossil | (0, 365) | ('ecoinvent-3.10.1-biosphere', '349b29d1-3e58-4c66-98b9-9d1a076efd2e') | 1.5768 | 1.8385 | 1.3152 |  | ('agg_ei310_SSP2_PkBudg1000_2037', '4e755dd55a8f45089df24dcaf507719f') |  |  | GLO | aggmarket for steel, unalloyed | biosphere | 5
142 | B: Carbon dioxide, fossil // aggmarket for steel, unalloyed () [GLO] | 0.042401 | 0.0059085 | 0.0021284 | 0.0024926 | B: Carbon dioxide, fossil // aggmarket for steel, unalloyed () [GLO] | 1.4336 |  |  | Carbon dioxide, fossil | (0, 404) | ('ecoinvent-3.10.1-biosphere', '349b29d1-3e58-4c66-98b9-9d1a076efd2e') | 1.4336 | 1.7203 | 1.1469 |  | ('agg_ei310_SSP2_PkBudg1000_2040', '081a2c2ba37949a6a0a643ea26fe5829') |  |  | GLO | aggmarket for steel, unalloyed | biosphere | 5
143 | B: Carbon dioxide, fossil // aggmarket for aluminium, wrought alloy () [GLO] | 0.042371 | 0.0050946 | 0.0025962 | 0.002174 | B: Carbon dioxide, fossil // aggmarket for aluminium, wrought alloy () [GLO] | 11.2059 |  |  | Carbon dioxide, fossil | (0, 16) | ('ecoinvent-3.10.1-biosphere', '349b29d1-3e58-4c66-98b9-9d1a076efd2e') | 11.2059 | 11.919 | 10.4928 |  | ('agg_ei310_SSP2_NPi_2023', 'a46912b51d2d49fca0bdc2215d0c710c') |  |  | GLO | aggmarket for aluminium, wrought alloy | biosphere | 5
144 | B: Carbon dioxide, fossil // aggmarket for aluminium, wrought alloy () [GLO] | 0.042371 | 0.0050946 | 0.0025962 | 0.002174 | B: Carbon dioxide, fossil // aggmarket for aluminium, wrought alloy () [GLO] | 10.2458 |  |  | Carbon dioxide, fossil | (0, 250) | ('ecoinvent-3.10.1-biosphere', '349b29d1-3e58-4c66-98b9-9d1a076efd2e') | 10.2458 | 11.2471 | 9.2445 |  | ('agg_ei310_SSP2_PkBudg1000_2025', '67e70ba9a19041fb8e88a8b6b64ae57c') |  |  | GLO | aggmarket for aluminium, wrought alloy | biosphere | 5
145 | B: Carbon dioxide, fossil // aggmarket for aluminium, wrought alloy () [GLO] | 0.042371 | 0.0050946 | 0.0025962 | 0.002174 | B: Carbon dioxide, fossil // aggmarket for aluminium, wrought alloy () [GLO] | 7.6467 |  |  | Carbon dioxide, fossil | (0, 289) | ('ecoinvent-3.10.1-biosphere', '349b29d1-3e58-4c66-98b9-9d1a076efd2e') | 7.6467 | 8.6547 | 6.6387 |  | ('agg_ei310_SSP2_PkBudg1000_2030', '726f2fb39ce04505a662ffa119e77dad') |  |  | GLO | aggmarket for aluminium, wrought alloy | biosphere | 5
146 | B: Carbon dioxide, fossil // aggmarket for aluminium, wrought alloy () [GLO] | 0.042371 | 0.0050946 | 0.0025962 | 0.002174 | B: Carbon dioxide, fossil // aggmarket for aluminium, wrought alloy () [GLO] | 5.5929 |  |  | Carbon dioxide, fossil | (0, 328) | ('ecoinvent-3.10.1-biosphere', '349b29d1-3e58-4c66-98b9-9d1a076efd2e') | 5.5929 | 6.4065 | 4.7794 |  | ('agg_ei310_SSP2_PkBudg1000_2035', 'ef4009c761e14a50a0710656c05a3847') |  |  | GLO | aggmarket for aluminium, wrought alloy | biosphere | 5
147 | B: Carbon dioxide, fossil // aggmarket for aluminium, wrought alloy () [GLO] | 0.042371 | 0.0050946 | 0.0025962 | 0.002174 | B: Carbon dioxide, fossil // aggmarket for aluminium, wrought alloy () [GLO] | 5.1613 |  |  | Carbon dioxide, fossil | (0, 367) | ('ecoinvent-3.10.1-biosphere', '349b29d1-3e58-4c66-98b9-9d1a076efd2e') | 5.1613 | 6.0176 | 4.305 |  | ('agg_ei310_SSP2_PkBudg1000_2037', 'dbf1bd8c20b54d79a26ea9c65d8235d8') |  |  | GLO | aggmarket for aluminium, wrought alloy | biosphere | 5
148 | B: Carbon dioxide, fossil // aggmarket for aluminium, wrought alloy () [GLO] | 0.042371 | 0.0050946 | 0.0025962 | 0.002174 | B: Carbon dioxide, fossil // aggmarket for aluminium, wrought alloy () [GLO] | 4.5407 |  |  | Carbon dioxide, fossil | (0, 406) | ('ecoinvent-3.10.1-biosphere', '349b29d1-3e58-4c66-98b9-9d1a076efd2e') | 4.5407 | 5.4489 | 3.6326 |  | ('agg_ei310_SSP2_PkBudg1000_2040', 'c3016a1da13543749edcb168a855167b') |  |  | GLO | aggmarket for aluminium, wrought alloy | biosphere | 5
149 | T: FROM aggLand cable, vpe insulated, aluminium, 10kV [GLO] TO agggrid_PkBudg1000_2045 () [GLO] | 0.042035 | 0.0053092 | 0.0026641 | 0.0023344 | T: FROM aggLand cable, vpe insulated, aluminium, 10kV [GLO] TO agggrid_PkBudg1000_2045 () [GLO] | 24778.8779 | (1 - share_oh_mv_2040) * share_al_mv_2040 * 40523.12499999999 | GLO | aggLand cable, vpe insulated, aluminium, 10kV | (846, 967) | ('agg_grid_components_PkBudg1000_2040', '376c7f6259b84a8999dda5c9f321b6cf') | 24778.8779 | 29734.6534 | 19823.1023 | 24778.8779 | ('agg_grid_expansion_prospective', 'ea80950b412043f99e1e7d7ba4fb53eb') |  |  | GLO | agggrid_PkBudg1000_2045 | technosphere | 5
150 | B: Carbon dioxide, fossil // aggmarket for steel, unalloyed () [GLO] | 0.041849 | 0.0055473 | 0.0047606 | 0.0023088 | B: Carbon dioxide, fossil // aggmarket for steel, unalloyed () [GLO] | 2.1895 |  |  | Carbon dioxide, fossil | (0, 14) | ('ecoinvent-3.10.1-biosphere', '349b29d1-3e58-4c66-98b9-9d1a076efd2e') | 2.1895 | 2.3288 | 2.0502 |  | ('agg_ei310_SSP2_NPi_2023', 'e6fd6695631b429cb5062bc39f4dac6d') |  |  | GLO | aggmarket for steel, unalloyed | biosphere | 5
151 | B: Carbon dioxide, fossil // aggmarket for steel, unalloyed () [GLO] | 0.041849 | 0.0055473 | 0.0047606 | 0.0023088 | B: Carbon dioxide, fossil // aggmarket for steel, unalloyed () [GLO] | 2.135 |  |  | Carbon dioxide, fossil | (0, 248) | ('ecoinvent-3.10.1-biosphere', '349b29d1-3e58-4c66-98b9-9d1a076efd2e') | 2.135 | 2.3437 | 1.9264 |  | ('agg_ei310_SSP2_PkBudg1000_2025', '1ec70e28d7a642d9bd088df777e46040') |  |  | GLO | aggmarket for steel, unalloyed | biosphere | 5
152 | B: Carbon dioxide, fossil // aggmarket for steel, unalloyed () [GLO] | 0.041849 | 0.0055473 | 0.0047606 | 0.0023088 | B: Carbon dioxide, fossil // aggmarket for steel, unalloyed () [GLO] | 1.8717 |  |  | Carbon dioxide, fossil | (0, 287) | ('ecoinvent-3.10.1-biosphere', '349b29d1-3e58-4c66-98b9-9d1a076efd2e') | 1.8717 | 2.1184 | 1.6249 |  | ('agg_ei310_SSP2_PkBudg1000_2030', '1d7b5dc2d361409ea3d2fcb83ce8bcef') |  |  | GLO | aggmarket for steel, unalloyed | biosphere | 5
153 | B: Carbon dioxide, fossil // aggmarket for steel, unalloyed () [GLO] | 0.041849 | 0.0055473 | 0.0047606 | 0.0023088 | B: Carbon dioxide, fossil // aggmarket for steel, unalloyed () [GLO] | 1.6674 |  |  | Carbon dioxide, fossil | (0, 326) | ('ecoinvent-3.10.1-biosphere', '349b29d1-3e58-4c66-98b9-9d1a076efd2e') | 1.6674 | 1.9099 | 1.4248 |  | ('agg_ei310_SSP2_PkBudg1000_2035', '098c3006a8814547a95e5eaf71ee978f') |  |  | GLO | aggmarket for steel, unalloyed | biosphere | 5
154 | B: Carbon dioxide, fossil // aggmarket for steel, unalloyed () [GLO] | 0.041849 | 0.0055473 | 0.0047606 | 0.0023088 | B: Carbon dioxide, fossil // aggmarket for steel, unalloyed () [GLO] | 1.5768 |  |  | Carbon dioxide, fossil | (0, 365) | ('ecoinvent-3.10.1-biosphere', '349b29d1-3e58-4c66-98b9-9d1a076efd2e') | 1.5768 | 1.8385 | 1.3152 |  | ('agg_ei310_SSP2_PkBudg1000_2037', '4e755dd55a8f45089df24dcaf507719f') |  |  | GLO | aggmarket for steel, unalloyed | biosphere | 5
155 | B: Carbon dioxide, fossil // aggmarket for steel, unalloyed () [GLO] | 0.041849 | 0.0055473 | 0.0047606 | 0.0023088 | B: Carbon dioxide, fossil // aggmarket for steel, unalloyed () [GLO] | 1.4336 |  |  | Carbon dioxide, fossil | (0, 404) | ('ecoinvent-3.10.1-biosphere', '349b29d1-3e58-4c66-98b9-9d1a076efd2e') | 1.4336 | 1.7203 | 1.1469 |  | ('agg_ei310_SSP2_PkBudg1000_2040', '081a2c2ba37949a6a0a643ea26fe5829') |  |  | GLO | aggmarket for steel, unalloyed | biosphere | 5
156 | B: Carbon dioxide, fossil // aggmarket for aluminium, wrought alloy () [GLO] | 0.041762 | 0.0059832 | 0.0036144 | 0.0023425 | B: Carbon dioxide, fossil // aggmarket for aluminium, wrought alloy () [GLO] | 11.2059 |  |  | Carbon dioxide, fossil | (0, 16) | ('ecoinvent-3.10.1-biosphere', '349b29d1-3e58-4c66-98b9-9d1a076efd2e') | 11.2059 | 11.919 | 10.4928 |  | ('agg_ei310_SSP2_NPi_2023', 'a46912b51d2d49fca0bdc2215d0c710c') |  |  | GLO | aggmarket for aluminium, wrought alloy | biosphere | 5
157 | B: Carbon dioxide, fossil // aggmarket for aluminium, wrought alloy () [GLO] | 0.041762 | 0.0059832 | 0.0036144 | 0.0023425 | B: Carbon dioxide, fossil // aggmarket for aluminium, wrought alloy () [GLO] | 10.2458 |  |  | Carbon dioxide, fossil | (0, 250) | ('ecoinvent-3.10.1-biosphere', '349b29d1-3e58-4c66-98b9-9d1a076efd2e') | 10.2458 | 11.2471 | 9.2445 |  | ('agg_ei310_SSP2_PkBudg1000_2025', '67e70ba9a19041fb8e88a8b6b64ae57c') |  |  | GLO | aggmarket for aluminium, wrought alloy | biosphere | 5
158 | B: Carbon dioxide, fossil // aggmarket for aluminium, wrought alloy () [GLO] | 0.041762 | 0.0059832 | 0.0036144 | 0.0023425 | B: Carbon dioxide, fossil // aggmarket for aluminium, wrought alloy () [GLO] | 7.6467 |  |  | Carbon dioxide, fossil | (0, 289) | ('ecoinvent-3.10.1-biosphere', '349b29d1-3e58-4c66-98b9-9d1a076efd2e') | 7.6467 | 8.6547 | 6.6387 |  | ('agg_ei310_SSP2_PkBudg1000_2030', '726f2fb39ce04505a662ffa119e77dad') |  |  | GLO | aggmarket for aluminium, wrought alloy | biosphere | 5
159 | B: Carbon dioxide, fossil // aggmarket for aluminium, wrought alloy () [GLO] | 0.041762 | 0.0059832 | 0.0036144 | 0.0023425 | B: Carbon dioxide, fossil // aggmarket for aluminium, wrought alloy () [GLO] | 5.5929 |  |  | Carbon dioxide, fossil | (0, 328) | ('ecoinvent-3.10.1-biosphere', '349b29d1-3e58-4c66-98b9-9d1a076efd2e') | 5.5929 | 6.4065 | 4.7794 |  | ('agg_ei310_SSP2_PkBudg1000_2035', 'ef4009c761e14a50a0710656c05a3847') |  |  | GLO | aggmarket for aluminium, wrought alloy | biosphere | 5
160 | B: Carbon dioxide, fossil // aggmarket for aluminium, wrought alloy () [GLO] | 0.041762 | 0.0059832 | 0.0036144 | 0.0023425 | B: Carbon dioxide, fossil // aggmarket for aluminium, wrought alloy () [GLO] | 5.1613 |  |  | Carbon dioxide, fossil | (0, 367) | ('ecoinvent-3.10.1-biosphere', '349b29d1-3e58-4c66-98b9-9d1a076efd2e') | 5.1613 | 6.0176 | 4.305 |  | ('agg_ei310_SSP2_PkBudg1000_2037', 'dbf1bd8c20b54d79a26ea9c65d8235d8') |  |  | GLO | aggmarket for aluminium, wrought alloy | biosphere | 5
161 | B: Carbon dioxide, fossil // aggmarket for aluminium, wrought alloy () [GLO] | 0.041762 | 0.0059832 | 0.0036144 | 0.0023425 | B: Carbon dioxide, fossil // aggmarket for aluminium, wrought alloy () [GLO] | 4.5407 |  |  | Carbon dioxide, fossil | (0, 406) | ('ecoinvent-3.10.1-biosphere', '349b29d1-3e58-4c66-98b9-9d1a076efd2e') | 4.5407 | 5.4489 | 3.6326 |  | ('agg_ei310_SSP2_PkBudg1000_2040', 'c3016a1da13543749edcb168a855167b') |  |  | GLO | aggmarket for aluminium, wrought alloy | biosphere | 5
162 | T: FROM aggLand cable, vpe insulated, aluminium, 0.4kV [GLO] TO agggrid_PkBudg1000_2045 () [GLO] | 0.041743 | 0.0062493 | 0.002479 | 0.0024566 | T: FROM aggLand cable, vpe insulated, aluminium, 0.4kV [GLO] TO agggrid_PkBudg1000_2045 () [GLO] | 87169.9539 | (1 - share_oh_lv_2040) * share_al_lv_2040 * 124333.12499999999 | GLO | aggLand cable, vpe insulated, aluminium, 0.4kV | (850, 967) | ('agg_grid_components_PkBudg1000_2040', '2db71906d5e244fbbd26ed4cf5f8d017') | 87169.9539 | 104603.9447 | 69735.9631 | 87169.9539 | ('agg_grid_expansion_prospective', 'ea80950b412043f99e1e7d7ba4fb53eb') |  |  | GLO | agggrid_PkBudg1000_2045 | technosphere | 5
163 | T: FROM aggOverhead line, 400kV [GLO] TO agggrid_PkBudg1000_2035 () [GLO] | 0.041741 | 0.0059224 | 0.005604 | 0.0023108 | T: FROM aggOverhead line, 400kV [GLO] TO agggrid_PkBudg1000_2035 () [GLO] | 4222.5 | share_oh_ehv_ac_2030 * 4222.5 | GLO | aggOverhead line, 400kV | (777, 980) | ('agg_grid_components_PkBudg1000_2030', 'fffb3ce7122f464aa6f4b18fd36609f0') | 4222.5 | 4779.1023 | 3665.8977 | 4222.5 | ('agg_grid_expansion_prospective', 'b9e4467613ca4899abaffa0d7fa4e57a') |  |  | GLO | agggrid_PkBudg1000_2035 | technosphere | 5
164 | B: Carbon dioxide, fossil // aggmarket for steel, unalloyed () [GLO] | 0.041395 | 0.0056817 | 0.0015668 | 0.0020522 | B: Carbon dioxide, fossil // aggmarket for steel, unalloyed () [GLO] | 2.1895 |  |  | Carbon dioxide, fossil | (0, 14) | ('ecoinvent-3.10.1-biosphere', '349b29d1-3e58-4c66-98b9-9d1a076efd2e') | 2.1895 | 2.3288 | 2.0502 |  | ('agg_ei310_SSP2_NPi_2023', 'e6fd6695631b429cb5062bc39f4dac6d') |  |  | GLO | aggmarket for steel, unalloyed | biosphere | 5
165 | B: Carbon dioxide, fossil // aggmarket for steel, unalloyed () [GLO] | 0.041395 | 0.0056817 | 0.0015668 | 0.0020522 | B: Carbon dioxide, fossil // aggmarket for steel, unalloyed () [GLO] | 2.135 |  |  | Carbon dioxide, fossil | (0, 248) | ('ecoinvent-3.10.1-biosphere', '349b29d1-3e58-4c66-98b9-9d1a076efd2e') | 2.135 | 2.3437 | 1.9264 |  | ('agg_ei310_SSP2_PkBudg1000_2025', '1ec70e28d7a642d9bd088df777e46040') |  |  | GLO | aggmarket for steel, unalloyed | biosphere | 5
166 | B: Carbon dioxide, fossil // aggmarket for steel, unalloyed () [GLO] | 0.041395 | 0.0056817 | 0.0015668 | 0.0020522 | B: Carbon dioxide, fossil // aggmarket for steel, unalloyed () [GLO] | 1.8717 |  |  | Carbon dioxide, fossil | (0, 287) | ('ecoinvent-3.10.1-biosphere', '349b29d1-3e58-4c66-98b9-9d1a076efd2e') | 1.8717 | 2.1184 | 1.6249 |  | ('agg_ei310_SSP2_PkBudg1000_2030', '1d7b5dc2d361409ea3d2fcb83ce8bcef') |  |  | GLO | aggmarket for steel, unalloyed | biosphere | 5
167 | B: Carbon dioxide, fossil // aggmarket for steel, unalloyed () [GLO] | 0.041395 | 0.0056817 | 0.0015668 | 0.0020522 | B: Carbon dioxide, fossil // aggmarket for steel, unalloyed () [GLO] | 1.6674 |  |  | Carbon dioxide, fossil | (0, 326) | ('ecoinvent-3.10.1-biosphere', '349b29d1-3e58-4c66-98b9-9d1a076efd2e') | 1.6674 | 1.9099 | 1.4248 |  | ('agg_ei310_SSP2_PkBudg1000_2035', '098c3006a8814547a95e5eaf71ee978f') |  |  | GLO | aggmarket for steel, unalloyed | biosphere | 5
168 | B: Carbon dioxide, fossil // aggmarket for steel, unalloyed () [GLO] | 0.041395 | 0.0056817 | 0.0015668 | 0.0020522 | B: Carbon dioxide, fossil // aggmarket for steel, unalloyed () [GLO] | 1.5768 |  |  | Carbon dioxide, fossil | (0, 365) | ('ecoinvent-3.10.1-biosphere', '349b29d1-3e58-4c66-98b9-9d1a076efd2e') | 1.5768 | 1.8385 | 1.3152 |  | ('agg_ei310_SSP2_PkBudg1000_2037', '4e755dd55a8f45089df24dcaf507719f') |  |  | GLO | aggmarket for steel, unalloyed | biosphere | 5
169 | B: Carbon dioxide, fossil // aggmarket for steel, unalloyed () [GLO] | 0.041395 | 0.0056817 | 0.0015668 | 0.0020522 | B: Carbon dioxide, fossil // aggmarket for steel, unalloyed () [GLO] | 1.4336 |  |  | Carbon dioxide, fossil | (0, 404) | ('ecoinvent-3.10.1-biosphere', '349b29d1-3e58-4c66-98b9-9d1a076efd2e') | 1.4336 | 1.7203 | 1.1469 |  | ('agg_ei310_SSP2_PkBudg1000_2040', '081a2c2ba37949a6a0a643ea26fe5829') |  |  | GLO | aggmarket for steel, unalloyed | biosphere | 5
170 | T: FROM aggOverhead line, 400kV [GLO] TO agggrid_PkBudg1000_2030 () [GLO] | 0.040562 | 0.0055425 | 0.0024387 | 0.0022692 | T: FROM aggOverhead line, 400kV [GLO] TO agggrid_PkBudg1000_2030 () [GLO] | 4222.5 | share_oh_ehv_ac_2025 * 4222.5 | GLO | aggOverhead line, 400kV | (765, 981) | ('agg_grid_components_PkBudg1000_2025', 'b9ba6973922a4117b1652f36a4904ea8') | 4222.5 | 4635.1534 | 3809.8466 | 4222.5 | ('agg_grid_expansion_prospective', '5d46f4b231034e8380e9bcfec3d78329') |  |  | GLO | agggrid_PkBudg1000_2030 | technosphere | 5
171 | T: FROM aggmarket for aluminium, wrought alloy [GLO] TO aggOverhead line, 150kV () [GLO] | 0.040437 | 0.0063883 | 0.0036243 | 0.0022195 | T: FROM aggmarket for aluminium, wrought alloy [GLO] TO aggOverhead line, 150kV () [GLO] | 7300 |  | GLO | aggmarket for aluminium, wrought alloy | (250, 772) | ('agg_ei310_SSP2_PkBudg1000_2025', '67e70ba9a19041fb8e88a8b6b64ae57c') | 7300 | 7465.9091 | 7134.0909 |  | ('agg_grid_components_PkBudg1000_2025', '06aafe74615d4c6ba90d84aabcdfcae7') |  |  | GLO | aggOverhead line, 150kV | technosphere | 5
172 | T: FROM aggmarket for aluminium, wrought alloy [GLO] TO aggOverhead line, 150kV () [GLO] | 0.040437 | 0.0063883 | 0.0036243 | 0.0022195 | T: FROM aggmarket for aluminium, wrought alloy [GLO] TO aggOverhead line, 150kV () [GLO] | 7300 |  | GLO | aggmarket for aluminium, wrought alloy | (289, 776) | ('agg_ei310_SSP2_PkBudg1000_2030', '726f2fb39ce04505a662ffa119e77dad') | 7300 | 7532.2727 | 7067.7273 |  | ('agg_grid_components_PkBudg1000_2030', 'e8e4b21fee024534832826d07c413613') |  |  | GLO | aggOverhead line, 150kV | technosphere | 5
173 | T: FROM aggmarket for aluminium, wrought alloy [GLO] TO aggOverhead line, 150kV () [GLO] | 0.040437 | 0.0063883 | 0.0036243 | 0.0022195 | T: FROM aggmarket for aluminium, wrought alloy [GLO] TO aggOverhead line, 150kV () [GLO] | 7300 |  | GLO | aggmarket for aluminium, wrought alloy | (406, 849) | ('agg_ei310_SSP2_PkBudg1000_2040', 'c3016a1da13543749edcb168a855167b') | 7300 | 7665 | 6935 |  | ('agg_grid_components_PkBudg1000_2040', 'ddb360e31f1444c9abe4c38c2421f562') |  |  | GLO | aggOverhead line, 150kV | technosphere | 5
174 | T: FROM aggmarket for aluminium, wrought alloy [GLO] TO aggOverhead line, 150kV () [GLO] | 0.040437 | 0.0063883 | 0.0036243 | 0.0022195 | T: FROM aggmarket for aluminium, wrought alloy [GLO] TO aggOverhead line, 150kV () [GLO] | 7300 |  | GLO | aggmarket for aluminium, wrought alloy | (16, 745) | ('agg_ei310_SSP2_NPi_2023', 'a46912b51d2d49fca0bdc2215d0c710c') | 7300 | 7399.5455 | 7200.4545 |  | ('agg_grid_components_PkBudg1000_2023', '622293640d1247d898f76c6624bb5c0e') |  |  | GLO | aggOverhead line, 150kV | technosphere | 5
175 | T: FROM aggmarket for aluminium, wrought alloy [GLO] TO aggLand cable, vpe insulated, aluminium, 0.4kV () [GLO] | 0.040325 | 0.0051017 | 0.003921 | 0.0021331 | T: FROM aggmarket for aluminium, wrought alloy [GLO] TO aggLand cable, vpe insulated, aluminium, 0.4kV () [GLO] | 981 |  | GLO | aggmarket for aluminium, wrought alloy | (250, 767) | ('agg_ei310_SSP2_PkBudg1000_2025', '67e70ba9a19041fb8e88a8b6b64ae57c') | 981 | 1003.2955 | 958.7045 |  | ('agg_grid_components_PkBudg1000_2025', 'acd3283eee314edaa28cd564fdb9af12') |  |  | GLO | aggLand cable, vpe insulated, aluminium, 0.4kV | technosphere | 5
176 | T: FROM aggmarket for aluminium, wrought alloy [GLO] TO aggLand cable, vpe insulated, aluminium, 0.4kV () [GLO] | 0.040325 | 0.0051017 | 0.003921 | 0.0021331 | T: FROM aggmarket for aluminium, wrought alloy [GLO] TO aggLand cable, vpe insulated, aluminium, 0.4kV () [GLO] | 981 |  | GLO | aggmarket for aluminium, wrought alloy | (289, 779) | ('agg_ei310_SSP2_PkBudg1000_2030', '726f2fb39ce04505a662ffa119e77dad') | 981 | 1012.2136 | 949.7864 |  | ('agg_grid_components_PkBudg1000_2030', '919804d67e5e44a494028c009f856b20') |  |  | GLO | aggLand cable, vpe insulated, aluminium, 0.4kV | technosphere | 5
177 | T: FROM aggmarket for aluminium, wrought alloy [GLO] TO aggLand cable, vpe insulated, aluminium, 0.4kV () [GLO] | 0.040325 | 0.0051017 | 0.003921 | 0.0021331 | T: FROM aggmarket for aluminium, wrought alloy [GLO] TO aggLand cable, vpe insulated, aluminium, 0.4kV () [GLO] | 981 |  | GLO | aggmarket for aluminium, wrought alloy | (406, 850) | ('agg_ei310_SSP2_PkBudg1000_2040', 'c3016a1da13543749edcb168a855167b') | 981 | 1030.05 | 931.95 |  | ('agg_grid_components_PkBudg1000_2040', '2db71906d5e244fbbd26ed4cf5f8d017') |  |  | GLO | aggLand cable, vpe insulated, aluminium, 0.4kV | technosphere | 5
178 | T: FROM aggmarket for aluminium, wrought alloy [GLO] TO aggLand cable, vpe insulated, aluminium, 0.4kV () [GLO] | 0.040325 | 0.0051017 | 0.003921 | 0.0021331 | T: FROM aggmarket for aluminium, wrought alloy [GLO] TO aggLand cable, vpe insulated, aluminium, 0.4kV () [GLO] | 981 |  | GLO | aggmarket for aluminium, wrought alloy | (16, 739) | ('agg_ei310_SSP2_NPi_2023', 'a46912b51d2d49fca0bdc2215d0c710c') | 981 | 994.3773 | 967.6227 |  | ('agg_grid_components_PkBudg1000_2023', 'b735b13b07ea43988197efad327efa01') |  |  | GLO | aggLand cable, vpe insulated, aluminium, 0.4kV | technosphere | 5
179 | T: FROM aggmarket for aluminium, wrought alloy [GLO] TO aggLand cable, vpe insulated, aluminium, 0.4kV () [GLO] | 0.040325 | 0.0051017 | 0.003921 | 0.0021331 | T: FROM aggmarket for aluminium, wrought alloy [GLO] TO aggLand cable, vpe insulated, aluminium, 0.4kV () [GLO] | 981 |  | GLO | aggmarket for aluminium, wrought alloy | (367, 829) | ('agg_ei310_SSP2_PkBudg1000_2037', 'dbf1bd8c20b54d79a26ea9c65d8235d8') | 981 | 1021.1318 | 940.8682 |  | ('agg_grid_components_PkBudg1000_2037', '6881c836e41a481e8c4c866ded3a334f') |  |  | GLO | aggLand cable, vpe insulated, aluminium, 0.4kV | technosphere | 5
180 | B: Carbon dioxide, fossil // aggmarket for aluminium, wrought alloy () [GLO] | 0.03982 | 0.0055278 | 0.0033212 | 0.0019708 | B: Carbon dioxide, fossil // aggmarket for aluminium, wrought alloy () [GLO] | 11.2059 |  |  | Carbon dioxide, fossil | (0, 16) | ('ecoinvent-3.10.1-biosphere', '349b29d1-3e58-4c66-98b9-9d1a076efd2e') | 11.2059 | 11.919 | 10.4928 |  | ('agg_ei310_SSP2_NPi_2023', 'a46912b51d2d49fca0bdc2215d0c710c') |  |  | GLO | aggmarket for aluminium, wrought alloy | biosphere | 5
181 | B: Carbon dioxide, fossil // aggmarket for aluminium, wrought alloy () [GLO] | 0.03982 | 0.0055278 | 0.0033212 | 0.0019708 | B: Carbon dioxide, fossil // aggmarket for aluminium, wrought alloy () [GLO] | 10.2458 |  |  | Carbon dioxide, fossil | (0, 250) | ('ecoinvent-3.10.1-biosphere', '349b29d1-3e58-4c66-98b9-9d1a076efd2e') | 10.2458 | 11.2471 | 9.2445 |  | ('agg_ei310_SSP2_PkBudg1000_2025', '67e70ba9a19041fb8e88a8b6b64ae57c') |  |  | GLO | aggmarket for aluminium, wrought alloy | biosphere | 5
182 | B: Carbon dioxide, fossil // aggmarket for aluminium, wrought alloy () [GLO] | 0.03982 | 0.0055278 | 0.0033212 | 0.0019708 | B: Carbon dioxide, fossil // aggmarket for aluminium, wrought alloy () [GLO] | 7.6467 |  |  | Carbon dioxide, fossil | (0, 289) | ('ecoinvent-3.10.1-biosphere', '349b29d1-3e58-4c66-98b9-9d1a076efd2e') | 7.6467 | 8.6547 | 6.6387 |  | ('agg_ei310_SSP2_PkBudg1000_2030', '726f2fb39ce04505a662ffa119e77dad') |  |  | GLO | aggmarket for aluminium, wrought alloy | biosphere | 5
183 | B: Carbon dioxide, fossil // aggmarket for aluminium, wrought alloy () [GLO] | 0.03982 | 0.0055278 | 0.0033212 | 0.0019708 | B: Carbon dioxide, fossil // aggmarket for aluminium, wrought alloy () [GLO] | 5.5929 |  |  | Carbon dioxide, fossil | (0, 328) | ('ecoinvent-3.10.1-biosphere', '349b29d1-3e58-4c66-98b9-9d1a076efd2e') | 5.5929 | 6.4065 | 4.7794 |  | ('agg_ei310_SSP2_PkBudg1000_2035', 'ef4009c761e14a50a0710656c05a3847') |  |  | GLO | aggmarket for aluminium, wrought alloy | biosphere | 5
184 | B: Carbon dioxide, fossil // aggmarket for aluminium, wrought alloy () [GLO] | 0.03982 | 0.0055278 | 0.0033212 | 0.0019708 | B: Carbon dioxide, fossil // aggmarket for aluminium, wrought alloy () [GLO] | 5.1613 |  |  | Carbon dioxide, fossil | (0, 367) | ('ecoinvent-3.10.1-biosphere', '349b29d1-3e58-4c66-98b9-9d1a076efd2e') | 5.1613 | 6.0176 | 4.305 |  | ('agg_ei310_SSP2_PkBudg1000_2037', 'dbf1bd8c20b54d79a26ea9c65d8235d8') |  |  | GLO | aggmarket for aluminium, wrought alloy | biosphere | 5
185 | B: Carbon dioxide, fossil // aggmarket for aluminium, wrought alloy () [GLO] | 0.03982 | 0.0055278 | 0.0033212 | 0.0019708 | B: Carbon dioxide, fossil // aggmarket for aluminium, wrought alloy () [GLO] | 4.5407 |  |  | Carbon dioxide, fossil | (0, 406) | ('ecoinvent-3.10.1-biosphere', '349b29d1-3e58-4c66-98b9-9d1a076efd2e') | 4.5407 | 5.4489 | 3.6326 |  | ('agg_ei310_SSP2_PkBudg1000_2040', 'c3016a1da13543749edcb168a855167b') |  |  | GLO | aggmarket for aluminium, wrought alloy | biosphere | 5
186 | T: FROM aggLand cable, oil insulated, copper, HVDC [GLO] TO agggrid_PkBudg1000_2030 () [GLO] | 0.039789 | 0.0055461 | 0.0027639 | 0.0021324 | T: FROM aggLand cable, oil insulated, copper, HVDC [GLO] TO agggrid_PkBudg1000_2030 () [GLO] | 5934.7857 | (1 - share_oh_ehv_dc_2025) * 6247.142857142857 | GLO | aggLand cable, oil insulated, copper, HVDC | (760, 981) | ('agg_grid_components_PkBudg1000_2025', '4aa279bf2f2a4e7c9e58698ec78521e0') | 5934.7857 | 6514.7761 | 5354.7953 | 5934.7857 | ('agg_grid_expansion_prospective', '5d46f4b231034e8380e9bcfec3d78329') |  |  | GLO | agggrid_PkBudg1000_2030 | technosphere | 5
187 | T: FROM aggOverhead line, 400kV [GLO] TO agggrid_PkBudg1000_2037 () [GLO] | 0.039517 | 0.0061468 | 0.0042725 | 0.0023372 | T: FROM aggOverhead line, 400kV [GLO] TO agggrid_PkBudg1000_2037 () [GLO] | 1689 | share_oh_ehv_ac_2035 * 1689.0 | GLO | aggOverhead line, 400kV | (802, 973) | ('agg_grid_components_PkBudg1000_2035', '53ab26cd836744b6888212f782cf3c86') | 1689 | 1934.6727 | 1443.3273 | 1689 | ('agg_grid_expansion_prospective', '9f4cdb0668764da6a3fcd35c8260e97b') |  |  | GLO | agggrid_PkBudg1000_2037 | technosphere | 5
188 | B: Carbon dioxide, fossil // aggmarket for steel, unalloyed () [GLO] | 0.039186 | 0.0062371 | 0.0043695 | 0.001852 | B: Carbon dioxide, fossil // aggmarket for steel, unalloyed () [GLO] | 2.1895 |  |  | Carbon dioxide, fossil | (0, 14) | ('ecoinvent-3.10.1-biosphere', '349b29d1-3e58-4c66-98b9-9d1a076efd2e') | 2.1895 | 2.3288 | 2.0502 |  | ('agg_ei310_SSP2_NPi_2023', 'e6fd6695631b429cb5062bc39f4dac6d') |  |  | GLO | aggmarket for steel, unalloyed | biosphere | 5
189 | B: Carbon dioxide, fossil // aggmarket for steel, unalloyed () [GLO] | 0.039186 | 0.0062371 | 0.0043695 | 0.001852 | B: Carbon dioxide, fossil // aggmarket for steel, unalloyed () [GLO] | 2.135 |  |  | Carbon dioxide, fossil | (0, 248) | ('ecoinvent-3.10.1-biosphere', '349b29d1-3e58-4c66-98b9-9d1a076efd2e') | 2.135 | 2.3437 | 1.9264 |  | ('agg_ei310_SSP2_PkBudg1000_2025', '1ec70e28d7a642d9bd088df777e46040') |  |  | GLO | aggmarket for steel, unalloyed | biosphere | 5
190 | B: Carbon dioxide, fossil // aggmarket for steel, unalloyed () [GLO] | 0.039186 | 0.0062371 | 0.0043695 | 0.001852 | B: Carbon dioxide, fossil // aggmarket for steel, unalloyed () [GLO] | 1.8717 |  |  | Carbon dioxide, fossil | (0, 287) | ('ecoinvent-3.10.1-biosphere', '349b29d1-3e58-4c66-98b9-9d1a076efd2e') | 1.8717 | 2.1184 | 1.6249 |  | ('agg_ei310_SSP2_PkBudg1000_2030', '1d7b5dc2d361409ea3d2fcb83ce8bcef') |  |  | GLO | aggmarket for steel, unalloyed | biosphere | 5
191 | B: Carbon dioxide, fossil // aggmarket for steel, unalloyed () [GLO] | 0.039186 | 0.0062371 | 0.0043695 | 0.001852 | B: Carbon dioxide, fossil // aggmarket for steel, unalloyed () [GLO] | 1.6674 |  |  | Carbon dioxide, fossil | (0, 326) | ('ecoinvent-3.10.1-biosphere', '349b29d1-3e58-4c66-98b9-9d1a076efd2e') | 1.6674 | 1.9099 | 1.4248 |  | ('agg_ei310_SSP2_PkBudg1000_2035', '098c3006a8814547a95e5eaf71ee978f') |  |  | GLO | aggmarket for steel, unalloyed | biosphere | 5
192 | B: Carbon dioxide, fossil // aggmarket for steel, unalloyed () [GLO] | 0.039186 | 0.0062371 | 0.0043695 | 0.001852 | B: Carbon dioxide, fossil // aggmarket for steel, unalloyed () [GLO] | 1.5768 |  |  | Carbon dioxide, fossil | (0, 365) | ('ecoinvent-3.10.1-biosphere', '349b29d1-3e58-4c66-98b9-9d1a076efd2e') | 1.5768 | 1.8385 | 1.3152 |  | ('agg_ei310_SSP2_PkBudg1000_2037', '4e755dd55a8f45089df24dcaf507719f') |  |  | GLO | aggmarket for steel, unalloyed | biosphere | 5
193 | B: Carbon dioxide, fossil // aggmarket for steel, unalloyed () [GLO] | 0.039186 | 0.0062371 | 0.0043695 | 0.001852 | B: Carbon dioxide, fossil // aggmarket for steel, unalloyed () [GLO] | 1.4336 |  |  | Carbon dioxide, fossil | (0, 404) | ('ecoinvent-3.10.1-biosphere', '349b29d1-3e58-4c66-98b9-9d1a076efd2e') | 1.4336 | 1.7203 | 1.1469 |  | ('agg_ei310_SSP2_PkBudg1000_2040', '081a2c2ba37949a6a0a643ea26fe5829') |  |  | GLO | aggmarket for steel, unalloyed | biosphere | 5
194 | T: FROM aggmarket for aluminium, wrought alloy [GLO] TO aggOverhead line, 150kV () [GLO] | 0.03887 | 0.0055522 | 0.00066805 | 0.002434 | T: FROM aggmarket for aluminium, wrought alloy [GLO] TO aggOverhead line, 150kV () [GLO] | 7300 |  | GLO | aggmarket for aluminium, wrought alloy | (250, 772) | ('agg_ei310_SSP2_PkBudg1000_2025', '67e70ba9a19041fb8e88a8b6b64ae57c') | 7300 | 7465.9091 | 7134.0909 |  | ('agg_grid_components_PkBudg1000_2025', '06aafe74615d4c6ba90d84aabcdfcae7') |  |  | GLO | aggOverhead line, 150kV | technosphere | 5
195 | T: FROM aggmarket for aluminium, wrought alloy [GLO] TO aggOverhead line, 150kV () [GLO] | 0.03887 | 0.0055522 | 0.00066805 | 0.002434 | T: FROM aggmarket for aluminium, wrought alloy [GLO] TO aggOverhead line, 150kV () [GLO] | 7300 |  | GLO | aggmarket for aluminium, wrought alloy | (289, 776) | ('agg_ei310_SSP2_PkBudg1000_2030', '726f2fb39ce04505a662ffa119e77dad') | 7300 | 7532.2727 | 7067.7273 |  | ('agg_grid_components_PkBudg1000_2030', 'e8e4b21fee024534832826d07c413613') |  |  | GLO | aggOverhead line, 150kV | technosphere | 5
196 | T: FROM aggmarket for aluminium, wrought alloy [GLO] TO aggOverhead line, 150kV () [GLO] | 0.03887 | 0.0055522 | 0.00066805 | 0.002434 | T: FROM aggmarket for aluminium, wrought alloy [GLO] TO aggOverhead line, 150kV () [GLO] | 7300 |  | GLO | aggmarket for aluminium, wrought alloy | (406, 849) | ('agg_ei310_SSP2_PkBudg1000_2040', 'c3016a1da13543749edcb168a855167b') | 7300 | 7665 | 6935 |  | ('agg_grid_components_PkBudg1000_2040', 'ddb360e31f1444c9abe4c38c2421f562') |  |  | GLO | aggOverhead line, 150kV | technosphere | 5
197 | T: FROM aggmarket for aluminium, wrought alloy [GLO] TO aggOverhead line, 150kV () [GLO] | 0.03887 | 0.0055522 | 0.00066805 | 0.002434 | T: FROM aggmarket for aluminium, wrought alloy [GLO] TO aggOverhead line, 150kV () [GLO] | 7300 |  | GLO | aggmarket for aluminium, wrought alloy | (16, 745) | ('agg_ei310_SSP2_NPi_2023', 'a46912b51d2d49fca0bdc2215d0c710c') | 7300 | 7399.5455 | 7200.4545 |  | ('agg_grid_components_PkBudg1000_2023', '622293640d1247d898f76c6624bb5c0e') |  |  | GLO | aggOverhead line, 150kV | technosphere | 5
198 | T: FROM aggLand cable, vpe insulated, aluminium, 0.4kV [GLO] TO agggrid_PkBudg1000_2030 () [GLO] | 0.037037 | 0.0061573 | 0.0041498 | 0.0022088 | T: FROM aggLand cable, vpe insulated, aluminium, 0.4kV [GLO] TO agggrid_PkBudg1000_2030 () [GLO] | 94025.2722 | (1 - share_oh_lv_2025) * share_al_lv_2025 * 134111.07142857142 | GLO | aggLand cable, vpe insulated, aluminium, 0.4kV | (767, 981) | ('agg_grid_components_PkBudg1000_2025', 'acd3283eee314edaa28cd564fdb9af12') | 94025.2722 | 103214.1056 | 84836.4388 | 94025.2722 | ('agg_grid_expansion_prospective', '5d46f4b231034e8380e9bcfec3d78329') |  |  | GLO | agggrid_PkBudg1000_2030 | technosphere | 5
199 | T: FROM aggmarket for aluminium, wrought alloy [GLO] TO aggLand cable, vpe insulated, aluminium, 0.4kV () [GLO] | 0.035928 | 0.0058541 | 0.0038297 | 0.002395 | T: FROM aggmarket for aluminium, wrought alloy [GLO] TO aggLand cable, vpe insulated, aluminium, 0.4kV () [GLO] | 981 |  | GLO | aggmarket for aluminium, wrought alloy | (250, 767) | ('agg_ei310_SSP2_PkBudg1000_2025', '67e70ba9a19041fb8e88a8b6b64ae57c') | 981 | 1003.2955 | 958.7045 |  | ('agg_grid_components_PkBudg1000_2025', 'acd3283eee314edaa28cd564fdb9af12') |  |  | GLO | aggLand cable, vpe insulated, aluminium, 0.4kV | technosphere | 5
200 | T: FROM aggmarket for aluminium, wrought alloy [GLO] TO aggLand cable, vpe insulated, aluminium, 0.4kV () [GLO] | 0.035928 | 0.0058541 | 0.0038297 | 0.002395 | T: FROM aggmarket for aluminium, wrought alloy [GLO] TO aggLand cable, vpe insulated, aluminium, 0.4kV () [GLO] | 981 |  | GLO | aggmarket for aluminium, wrought alloy | (289, 779) | ('agg_ei310_SSP2_PkBudg1000_2030', '726f2fb39ce04505a662ffa119e77dad') | 981 | 1012.2136 | 949.7864 |  | ('agg_grid_components_PkBudg1000_2030', '919804d67e5e44a494028c009f856b20') |  |  | GLO | aggLand cable, vpe insulated, aluminium, 0.4kV | technosphere | 5
201 | T: FROM aggmarket for aluminium, wrought alloy [GLO] TO aggLand cable, vpe insulated, aluminium, 0.4kV () [GLO] | 0.035928 | 0.0058541 | 0.0038297 | 0.002395 | T: FROM aggmarket for aluminium, wrought alloy [GLO] TO aggLand cable, vpe insulated, aluminium, 0.4kV () [GLO] | 981 |  | GLO | aggmarket for aluminium, wrought alloy | (406, 850) | ('agg_ei310_SSP2_PkBudg1000_2040', 'c3016a1da13543749edcb168a855167b') | 981 | 1030.05 | 931.95 |  | ('agg_grid_components_PkBudg1000_2040', '2db71906d5e244fbbd26ed4cf5f8d017') |  |  | GLO | aggLand cable, vpe insulated, aluminium, 0.4kV | technosphere | 5
202 | T: FROM aggmarket for aluminium, wrought alloy [GLO] TO aggLand cable, vpe insulated, aluminium, 0.4kV () [GLO] | 0.035928 | 0.0058541 | 0.0038297 | 0.002395 | T: FROM aggmarket for aluminium, wrought alloy [GLO] TO aggLand cable, vpe insulated, aluminium, 0.4kV () [GLO] | 981 |  | GLO | aggmarket for aluminium, wrought alloy | (16, 739) | ('agg_ei310_SSP2_NPi_2023', 'a46912b51d2d49fca0bdc2215d0c710c') | 981 | 994.3773 | 967.6227 |  | ('agg_grid_components_PkBudg1000_2023', 'b735b13b07ea43988197efad327efa01') |  |  | GLO | aggLand cable, vpe insulated, aluminium, 0.4kV | technosphere | 5
203 | T: FROM aggmarket for aluminium, wrought alloy [GLO] TO aggLand cable, vpe insulated, aluminium, 0.4kV () [GLO] | 0.035928 | 0.0058541 | 0.0038297 | 0.002395 | T: FROM aggmarket for aluminium, wrought alloy [GLO] TO aggLand cable, vpe insulated, aluminium, 0.4kV () [GLO] | 981 |  | GLO | aggmarket for aluminium, wrought alloy | (367, 829) | ('agg_ei310_SSP2_PkBudg1000_2037', 'dbf1bd8c20b54d79a26ea9c65d8235d8') | 981 | 1021.1318 | 940.8682 |  | ('agg_grid_components_PkBudg1000_2037', '6881c836e41a481e8c4c866ded3a334f') |  |  | GLO | aggLand cable, vpe insulated, aluminium, 0.4kV | technosphere | 5
204 | B: Carbon dioxide, fossil // aggmarket for polyethylene, low density, granulate () [GLO] | 0.035922 | 0.0058017 | 0.0017752 | 0.0021258 | B: Carbon dioxide, fossil // aggmarket for polyethylene, low density, granulate () [GLO] | 2.6235 |  |  | Carbon dioxide, fossil | (0, 271) | ('ecoinvent-3.10.1-biosphere', '349b29d1-3e58-4c66-98b9-9d1a076efd2e') | 2.6235 | 2.8798 | 2.3671 |  | ('agg_ei310_SSP2_PkBudg1000_2025', '4a80a492698a4c238877db4ba09099cf') |  |  | GLO | aggmarket for polyethylene, low density, granulate | biosphere | 5
205 | B: Carbon dioxide, fossil // aggmarket for polyethylene, low density, granulate () [GLO] | 0.035922 | 0.0058017 | 0.0017752 | 0.0021258 | B: Carbon dioxide, fossil // aggmarket for polyethylene, low density, granulate () [GLO] | 2.3198 |  |  | Carbon dioxide, fossil | (0, 310) | ('ecoinvent-3.10.1-biosphere', '349b29d1-3e58-4c66-98b9-9d1a076efd2e') | 2.3198 | 2.6256 | 2.014 |  | ('agg_ei310_SSP2_PkBudg1000_2030', 'f777167600074869b6f9ddd035a4b8bb') |  |  | GLO | aggmarket for polyethylene, low density, granulate | biosphere | 5
206 | T: FROM aggmarket for steel, unalloyed [GLO] TO aggOverhead line, 150kV () [GLO] | 0.035707 | 0.0056608 | 0.0022741 | 0.0020691 | T: FROM aggmarket for steel, unalloyed [GLO] TO aggOverhead line, 150kV () [GLO] | 24852 |  | GLO | aggmarket for steel, unalloyed | (248, 772) | ('agg_ei310_SSP2_PkBudg1000_2025', '1ec70e28d7a642d9bd088df777e46040') | 24852 | 25416.8182 | 24287.1818 |  | ('agg_grid_components_PkBudg1000_2025', '06aafe74615d4c6ba90d84aabcdfcae7') |  |  | GLO | aggOverhead line, 150kV | technosphere | 5
207 | T: FROM aggmarket for steel, unalloyed [GLO] TO aggOverhead line, 150kV () [GLO] | 0.035707 | 0.0056608 | 0.0022741 | 0.0020691 | T: FROM aggmarket for steel, unalloyed [GLO] TO aggOverhead line, 150kV () [GLO] | 24852 |  | GLO | aggmarket for steel, unalloyed | (287, 776) | ('agg_ei310_SSP2_PkBudg1000_2030', '1d7b5dc2d361409ea3d2fcb83ce8bcef') | 24852 | 25642.7455 | 24061.2545 |  | ('agg_grid_components_PkBudg1000_2030', 'e8e4b21fee024534832826d07c413613') |  |  | GLO | aggOverhead line, 150kV | technosphere | 5
208 | T: FROM aggmarket for steel, unalloyed [GLO] TO aggOverhead line, 150kV () [GLO] | 0.035707 | 0.0056608 | 0.0022741 | 0.0020691 | T: FROM aggmarket for steel, unalloyed [GLO] TO aggOverhead line, 150kV () [GLO] | 24852 |  | GLO | aggmarket for steel, unalloyed | (404, 849) | ('agg_ei310_SSP2_PkBudg1000_2040', '081a2c2ba37949a6a0a643ea26fe5829') | 24852 | 26094.6 | 23609.4 |  | ('agg_grid_components_PkBudg1000_2040', 'ddb360e31f1444c9abe4c38c2421f562') |  |  | GLO | aggOverhead line, 150kV | technosphere | 5
209 | T: FROM aggmarket for aluminium, wrought alloy [GLO] TO aggOverhead line, 400kV () [GLO] | 0.034919 | 0.0052314 | 0.0033247 | 0.0019722 | T: FROM aggmarket for aluminium, wrought alloy [GLO] TO aggOverhead line, 400kV () [GLO] | 18466 |  | GLO | aggmarket for aluminium, wrought alloy | (250, 765) | ('agg_ei310_SSP2_PkBudg1000_2025', '67e70ba9a19041fb8e88a8b6b64ae57c') | 18466 | 18885.6818 | 18046.3182 |  | ('agg_grid_components_PkBudg1000_2025', 'b9ba6973922a4117b1652f36a4904ea8') |  |  | GLO | aggOverhead line, 400kV | technosphere | 5
210 | T: FROM aggmarket for aluminium, wrought alloy [GLO] TO aggOverhead line, 400kV () [GLO] | 0.034919 | 0.0052314 | 0.0033247 | 0.0019722 | T: FROM aggmarket for aluminium, wrought alloy [GLO] TO aggOverhead line, 400kV () [GLO] | 18466 |  | GLO | aggmarket for aluminium, wrought alloy | (289, 777) | ('agg_ei310_SSP2_PkBudg1000_2030', '726f2fb39ce04505a662ffa119e77dad') | 18466 | 19053.5545 | 17878.4455 |  | ('agg_grid_components_PkBudg1000_2030', 'fffb3ce7122f464aa6f4b18fd36609f0') |  |  | GLO | aggOverhead line, 400kV | technosphere | 5
211 | T: FROM aggmarket for aluminium, wrought alloy [GLO] TO aggOverhead line, 400kV () [GLO] | 0.034919 | 0.0052314 | 0.0033247 | 0.0019722 | T: FROM aggmarket for aluminium, wrought alloy [GLO] TO aggOverhead line, 400kV () [GLO] | 18466 |  | GLO | aggmarket for aluminium, wrought alloy | (16, 742) | ('agg_ei310_SSP2_NPi_2023', 'a46912b51d2d49fca0bdc2215d0c710c') | 18466 | 18717.8091 | 18214.1909 |  | ('agg_grid_components_PkBudg1000_2023', '7683ca3ca7fa4049a42f539736607d1f') |  |  | GLO | aggOverhead line, 400kV | technosphere | 5
212 | T: FROM aggmarket for copper, cathode [GLO] TO aggLand cable, oil insulated, copper, HVDC () [GLO] | 0.034844 | 0.005302 | 0.0022448 | 0.0024207 | T: FROM aggmarket for copper, cathode [GLO] TO aggLand cable, oil insulated, copper, HVDC () [GLO] | 14700 |  | GLO | aggmarket for copper, cathode | (253, 760) | ('agg_ei310_SSP2_PkBudg1000_2025', '5eaf32d6305a47ee8356d8d40e980c0a') | 14700 | 15034.0909 | 14365.9091 |  | ('agg_grid_components_PkBudg1000_2025', '4aa279bf2f2a4e7c9e58698ec78521e0') |  |  | GLO | aggLand cable, oil insulated, copper, HVDC | technosphere | 5
213 | T: FROM aggmarket for copper, cathode [GLO] TO aggLand cable, oil insulated, copper, HVDC () [GLO] | 0.034844 | 0.005302 | 0.0022448 | 0.0024207 | T: FROM aggmarket for copper, cathode [GLO] TO aggLand cable, oil insulated, copper, HVDC () [GLO] | 14700 |  | GLO | aggmarket for copper, cathode | (292, 788) | ('agg_ei310_SSP2_PkBudg1000_2030', '3c8b6f08f7f2447da371ca5e4c91caf7') | 14700 | 15167.7273 | 14232.2727 |  | ('agg_grid_components_PkBudg1000_2030', '4d97b68daea642f0b43ab0385b298e37') |  |  | GLO | aggLand cable, oil insulated, copper, HVDC | technosphere | 5
214 | T: FROM aggOverhead line, 150kV [GLO] TO agggrid_PkBudg1000_2035 () [GLO] | 0.034414 | 0.0063403 | 0.0021684 | 0.0023332 | T: FROM aggOverhead line, 150kV [GLO] TO agggrid_PkBudg1000_2035 () [GLO] | 9577.8756 | share_oh_hv_2030 * 10109.642857142857 | GLO | aggOverhead line, 150kV | (776, 980) | ('agg_grid_components_PkBudg1000_2030', 'e8e4b21fee024534832826d07c413613') | 9577.8756 | 10840.4138 | 8315.3375 | 9577.8756 | ('agg_grid_expansion_prospective', 'b9e4467613ca4899abaffa0d7fa4e57a') |  |  | GLO | agggrid_PkBudg1000_2035 | technosphere | 5
215 | T: FROM aggmarket for steel, unalloyed [GLO] TO aggOverhead line, 400kV () [GLO] | 0.034388 | 0.0059075 | 0.002706 | 0.0021001 | T: FROM aggmarket for steel, unalloyed [GLO] TO aggOverhead line, 400kV () [GLO] | 69242 |  | GLO | aggmarket for steel, unalloyed | (248, 765) | ('agg_ei310_SSP2_PkBudg1000_2025', '1ec70e28d7a642d9bd088df777e46040') | 69242 | 70815.6818 | 67668.3182 |  | ('agg_grid_components_PkBudg1000_2025', 'b9ba6973922a4117b1652f36a4904ea8') |  |  | GLO | aggOverhead line, 400kV | technosphere | 5
216 | T: FROM aggmarket for steel, unalloyed [GLO] TO aggOverhead line, 400kV () [GLO] | 0.034388 | 0.0059075 | 0.002706 | 0.0021001 | T: FROM aggmarket for steel, unalloyed [GLO] TO aggOverhead line, 400kV () [GLO] | 69242 |  | GLO | aggmarket for steel, unalloyed | (287, 777) | ('agg_ei310_SSP2_PkBudg1000_2030', '1d7b5dc2d361409ea3d2fcb83ce8bcef') | 69242 | 71445.1545 | 67038.8455 |  | ('agg_grid_components_PkBudg1000_2030', 'fffb3ce7122f464aa6f4b18fd36609f0') |  |  | GLO | aggOverhead line, 400kV | technosphere | 5
217 | T: FROM aggmarket for steel, unalloyed [GLO] TO aggOverhead line, 400kV () [GLO] | 0.034388 | 0.0059075 | 0.002706 | 0.0021001 | T: FROM aggmarket for steel, unalloyed [GLO] TO aggOverhead line, 400kV () [GLO] | 69242 |  | GLO | aggmarket for steel, unalloyed | (14, 742) | ('agg_ei310_SSP2_NPi_2023', 'e6fd6695631b429cb5062bc39f4dac6d') | 69242 | 70186.2091 | 68297.7909 |  | ('agg_grid_components_PkBudg1000_2023', '7683ca3ca7fa4049a42f539736607d1f') |  |  | GLO | aggOverhead line, 400kV | technosphere | 5
218 | T: FROM aggOverhead line, 150kV [GLO] TO agggrid_PkBudg1000_2045 () [GLO] | 0.03402 | 0.0057735 | 0.0039602 | 0.0026951 | T: FROM aggOverhead line, 150kV [GLO] TO agggrid_PkBudg1000_2045 () [GLO] | 8938.719 | share_oh_hv_2040 * 9434.999999999998 | GLO | aggOverhead line, 150kV | (849, 967) | ('agg_grid_components_PkBudg1000_2040', 'ddb360e31f1444c9abe4c38c2421f562') | 8938.719 | 10726.4628 | 7150.9752 | 8938.719 | ('agg_grid_expansion_prospective', 'ea80950b412043f99e1e7d7ba4fb53eb') |  |  | GLO | agggrid_PkBudg1000_2045 | technosphere | 5
219 | T: FROM aggLand cable, epr insulated, copper, 11kV [GLO] TO agggrid_PkBudg1000_2045 () [GLO] | 0.033688 | 0.0052445 | 0.0040662 | 0.0021723 | T: FROM aggLand cable, epr insulated, copper, 11kV [GLO] TO agggrid_PkBudg1000_2045 () [GLO] | 14980.2458 | (1 - share_oh_mv_2040) * (1 - share_al_mv_2040) * 73495.625 | GLO | aggLand cable, epr insulated, copper, 11kV | (847, 967) | ('agg_grid_components_PkBudg1000_2040', 'd751e6b179db4ce09a7e2afff84ed604') | 14980.2458 | 17976.2949 | 11984.1966 | 14980.2458 | ('agg_grid_expansion_prospective', 'ea80950b412043f99e1e7d7ba4fb53eb') |  |  | GLO | agggrid_PkBudg1000_2045 | technosphere | 5
220 | T: FROM aggLand cable, vpe insulated, aluminium, 0.4kV [GLO] TO agggrid_PkBudg1000_2040 () [GLO] | 0.032584 | 0.0062817 | 0.0016468 | 0.0028038 | T: FROM aggLand cable, vpe insulated, aluminium, 0.4kV [GLO] TO agggrid_PkBudg1000_2040 () [GLO] | 52301.9724 | (1 - share_oh_lv_2037) * share_al_lv_2037 * 74599.875 | GLO | aggLand cable, vpe insulated, aluminium, 0.4kV | (829, 971) | ('agg_grid_components_PkBudg1000_2037', '6881c836e41a481e8c4c866ded3a334f') | 52301.9724 | 60979.345 | 43624.5997 | 52301.9724 | ('agg_grid_expansion_prospective', '2bbfaffb562c4eccb8d9f60ec75de52f') |  |  | GLO | agggrid_PkBudg1000_2040 | technosphere | 5
221 | T: FROM aggLand cable, vpe insulated, aluminium, 10kV [GLO] TO agggrid_PkBudg1000_2035 () [GLO] | 0.032341 | 0.00577 | 0.004586 | 0.0021338 | T: FROM aggLand cable, vpe insulated, aluminium, 10kV [GLO] TO agggrid_PkBudg1000_2035 () [GLO] | 25680.4213 | (1 - share_oh_mv_2030) * share_al_mv_2030 * 41997.5 | GLO | aggLand cable, vpe insulated, aluminium, 10kV | (784, 980) | ('agg_grid_components_PkBudg1000_2030', '8b1529408fa14779af1a1c75e1f62cdc') | 25680.4213 | 29065.5678 | 22295.2749 | 25680.4213 | ('agg_grid_expansion_prospective', 'b9e4467613ca4899abaffa0d7fa4e57a') |  |  | GLO | agggrid_PkBudg1000_2035 | technosphere | 5
222 | T: FROM aggLand cable, vpe insulated, aluminium, 10kV [GLO] TO agggrid_PkBudg1000_2030 () [GLO] | 0.032253 | 0.0057095 | 0.0034243 | 0.0025478 | T: FROM aggLand cable, vpe insulated, aluminium, 10kV [GLO] TO agggrid_PkBudg1000_2030 () [GLO] | 25680.4213 | (1 - share_oh_mv_2025) * share_al_mv_2025 * 41997.5 | GLO | aggLand cable, vpe insulated, aluminium, 10kV | (766, 981) | ('agg_grid_components_PkBudg1000_2025', 'e4971b6b9bd7430e9d710f8d365204c3') | 25680.4213 | 28190.0988 | 23170.7438 | 25680.4213 | ('agg_grid_expansion_prospective', '5d46f4b231034e8380e9bcfec3d78329') |  |  | GLO | agggrid_PkBudg1000_2030 | technosphere | 5